## FeederSurvey
ConsumerId | DateOfSurvey | DISCOMName | VoltageRatio | CapacityMVA | Configuration | Name | Code | Category | Length | VoltageLevel | ConductorType | OriginalCommissioningDate | IncomingFeederName | MonitoredRTDAS | MeterAvailable | MeterSerialNo | DTConnected | TotalTransformationCapacityDT | BlockName | MobileNoJE | MobileNoEE | AgencyName | UserId | CreatedDate | Remarks | MeterInstallationDate | DistrictName | NameOfBlock | Latitude | Longitude | CircleName | DivisionName | DivisionId | SubDivisionName | SubDivisionId | FeedingSubStationName | FeedingSubStationId | UrbanConsumers | RuralConsumers | IndustrialConsumers | AgriculturalConsumers | PriorityConsumers | MeterManufacturersName | MeterRating | MeterType | MeterWorking | MeterBoxAvailable | MeterMultiplication | CbStatus | LinePtArrangement | CtptAvailable | CtMake | CtRating | CtType | CtConnectedRatio | PtMake | PtRating | PtType | PtCorrectedRatio | CTPTMeterPhoto | CTMeterAvailable | PTMeterAvailable | GprsSignalStrength | SimType
10AE01 | 2025-03-12 | PEDM | 132/33 | N/A | 2x25 | W. Phaileng | 10AE01 | Rural | N/A | 33kV | BARE CONDUCTOR | N/A | ZUANGTUI | NO | YES | IEM10003229A | 0 | 0 | TLANGNUAM | 9.7744e+009 | 9.7744e+009 | SGIL | 37 | 2025-03-12 08:03 |  | N/A | AIZAWL | TLANGNUAM | 23.753834 | 92.739438 | AIZAWL POWER CIRCLE | Generation Division | AZGD01 | Zuangtui S/S sub division |  | Zuangtui 132kV | EA | 0 | 0 | 0 | 0 | 0 | GENUS | 2A | THREE PHASE FOUR WIRE | YES | YES | 60 | N/A | N/A | N/A | N/A | N/A | N/A | N/A | N/A |  | N/A | N/A |  | N/A | N/A
10AE02 | 2025-02-09 | PEDM | 132/33 | 50 | 2x25 | Durtlang | 10AE02 | Urban | 0 | 33kV | BARE CONDUCTOR |  | ZUANGTUI | NO | YES | IEM10003227A | 0 | 0 | TLANGNUAM | 9774396584 | 9436353096 | SGIL | 37 | 2025-02-09 17:03 |  | N/A | AIZAWL | TLANGNUAM | 23.7522 | 92.7408 | AIZAWL POWER CIRCLE | Generation Division | AZGD01 | Zuangtui S/S sub division |  | ZUANGTUI | EA | 0 | 0 | 0 | 0 | 0 | [5 empty] | 60.00 | N/A | N/A
10AE03 | 2025-02-09 | PEDM | 132/33 | 50 | 2x25 | DC-I | 10AE03 | Urban | 0 | 33kV | BARE CONDUCTOR |  | ZUANGTUI | NO | YES | IEM10003028A | 0 | 0 | TLANGNUAM | 9774396584 | 9436353096 | SGIL | 37 | 2025-02-09 17:03 |  | N/A | AIZAWL | TLANGNUAM | 23.7522 | 92.7408 | AIZAWL POWER CIRCLE | Generation Division | AZGD01 | Zuangtui S/S sub division |  | ZUANGTUI | EA | 0 | 0 | 0 | 0 | 0 | [5 empty] | 60.00 | N/A | N/A
10AE04 | 2025-02-09 | PEDM | 132/33 | 50 | 2x25 | DC-II | 10AE04 | Urban | 0 | 33kV | BARE CONDUCTOR |  | ZUANGTUI | NO | YES | IEM10003029A | 0 | 0 | TLANGNUAM | 9774396584 | 9436353096 | SGIL | 37 | 2025-02-09 17:03 |  | N/A | AIZAWL | TLANGNUAM | 23.7522 | 92.7408 | AIZAWL POWER CIRCLE | Generation Division | AZGD01 | Zuangtui S/S sub division |  | ZUANGTUI | EA | 0 | 0 | 0 | 0 | 0 | [5 empty] | 60.00 | N/A | N/A
10AE05 | 2025-02-09 | PEDM | 132/33 | 50 | 2x25 | Lower-I | 10AE05 | Urban | 0 | 33kV | BARE CONDUCTOR |  | ZUANGTUI | NO | YES | IEM10003030A | 0 | 0 | TLANGNUAM | 9774396584 | 9436353096 | SGIL | 37 | 2025-02-09 17:03 |  | N/A | AIZAWL | TLANGNUAM | 23.7522 | 92.7408 | AIZAWL POWER CIRCLE | Generation Division | AZGD01 | Zuangtui S/S sub division |  | ZUANGTUI | EA | 0 | 0 | 0 | 0 | 0 | [5 empty] | 60.00 | N/A | N/A
10AE06 | 2025-02-09 | PEDM | 132/33 | 50 | 2x25 | Lower-II | 10AE06 | Urban | 0 | 33kV | BARE CONDUCTOR |  | ZUANGTUI | NO | YES | IEM10003026A | 0 | 0 | TLANGNUAM | 9774396584 | 9436353096 | SGIL | 37 | 2025-02-09 17:03 |  | N/A | AIZAWL | TLANGNUAM | 23.7522 | 92.7408 | AIZAWL POWER CIRCLE | Generation Division | AZGD01 | Zuangtui S/S sub division |  | ZUANGTUI | EA | 0 | 0 | 0 | 0 | 0 | [5 empty] | 60.00 | N/A | N/A
10AE07 | 2025-02-09 | PEDM | 132/33 | 50 | 2x25 | East-I | 10AE07 | Urban | 0 | 33kV | BARE CONDUCTOR |  | ZUANGTUI | NO | YES | IEM10003224A | 0 | 0 | TLANGNUAM | 9774396584 | 9436353096 | SGIL | 37 | 2025-02-09 17:03 |  | N/A | AIZAWL | TLANGNUAM | 23.7522 | 92.7408 | AIZAWL POWER CIRCLE | Generation Division | AZGD01 | Zuangtui S/S sub division |  | ZUANGTUI | EA | 0 | 0 | 0 | 0 | 0 | [5 empty] | 60.00 | N/A | N/A
10AE08 | 2025-02-09 | PEDM | 132/33 | 50 | 2x25 | East-II | 10AE08 | Urban | 0 | 33kV | BARE CONDUCTOR |  | ZUANGTUI | NO | YES | IEM10003058A | 0 | 0 | TLANGNUAM | 9774396584 | 9436353096 | SGIL | 37 | 2025-02-09 17:03 |  | N/A | AIZAWL | TLANGNUAM | 23.7522 | 92.7408 | AIZAWL POWER CIRCLE | Generation Division | AZGD01 | Zuangtui S/S sub division |  | ZUANGTUI | EA | 0 | 0 | 0 | 0 | 0 | [5 empty] | 60.00 | N/A | N/A
10HA01 | 2025-01-27 | PEDM | 33/11 KV |  | 1x10, 1x6.3, 1x2.5 | Central Jail/IGC | 10HA01 | Urban | 7.50 | 11kV | BARE CONDUCTOR | June, 2006 | PGCI | Yes | Yes | MIZ01108 | 1 | 1614.00 | TLANGNUAM | 8974286180 | 9436191751 | SGIL | 37 | 2025-01-27 14:41 | OK |  | Aizawl | Aizawl | 23.742877850937127 | 92.68362790346146 | AIZAWL POWER CIRCLE | REVENUE DIVISION | AZRD01 | REVENUE SUB DIVISION II | 105 | Luangmual | HA | 1 | 0 | 0 | 0 | 0 | HPL | 5-10A | CT | Yes | No | 30.00 |  | Yes | Yes | SCHNEIDER ELECTRIC | 300 | GWP7 | 300-150/5+5A | SCHNEIDER ELECTRIC |  | FIXED | 11000/110V | /CTPTMeter/meter_image_1737969085187.jpg
10HA02 | 2025-01-27 | PEDM | 33/11 KV |  | 1x10, 1x6.3, 1x2.5 | Tanhril | 10HA02 | Urban | 21.54 | 11kV | BARE CONDUCTOR | June, 2006 | PGCI | Yes | Yes | MIZ01110 | 34 | 3801.00 | TLANGNUAM | 8974286180 | 9436191751 | SGIL | 37 | 2025-01-27 13:59 | OK |  | Aizawl | Aizawl | 23.743408171105433 | 92.68418613821268 | AIZAWL POWER CIRCLE | REVENUE DIVISION | AZRD01 | REVENUE SUB DIVISION II | 105 | Luangmual | HA | 1915 | 0 | 8 | 2 | 0 | HPL | 5-10A | CT | Yes | Yes | 30.00 |  | Yes | Yes | SCHNEIDER ELECTRIC | 300 | GWP7 | 300-150/5+5A | SCHNEIDER ELECTRIC |  | FIXED | 11000/110V | /CTPTMeter/meter_image_1737966529726.jpg
10HA03 | 2025-01-27 | PEDM | 33/11 KV |  | 1x10, 1x6.3, 1x2.5 | MZU | 10HA03 | Urban |  | 11kV | BARE CONDUCTOR | June, 2006 | PGCI | Yes | Yes | XD488058 | 1 | 100.00 | TLANGNUAM | 8974286180 | 9436191751 | SGIL | 37 | 2025-01-27 13:54 | OK |  | Aizawl | Aizawl | 23.743444998814716 | 92.68300361931324 | AIZAWL POWER CIRCLE | REVENUE DIVISION | AZRD01 | REVENUE SUB DIVISION II | 105 | Luangmual | HA | 1 | 0 | 0 | 0 | 0 | HPL | 5-10A | CT | Yes | Yes | 20.00 |  | Yes | Yes | SCHNEIDER ELECTRIC | 200 | GWP6 | 200-100/5+5A | SCHNEIDER ELECTRIC |  | FIXED | 11000/110V | /CTPTMeter/meter_image_1737966268765.jpg
10HA04 | 2025-01-27 | PEDM | 33/11 KV |  | 1x10, 1x6.3, 1x2.5 | Zonuam | 10HA04 | Urban | 5.63 | 11kV | BARE CONDUCTOR | June, 2006 |  | Yes | Yes | MIZ01106 | 16 | 2913.00 | TLANGNUAM | 9436459875 | 9436191751 | SGIL | 37 | 2025-01-27 14:46 | OK |  | Aizawl | Aizawl | 23.74426287817511 | 92.68105767667294 | AIZAWL POWER CIRCLE | REVENUE DIVISION | AZRD01 | REVENUE SUB DIVISION II | 105 | Luangmual | HA | 2609 | 0 | 2 | 0 | 0 | HPL | 5-10A | CT | Yes | Yes | 60.00 |  | Yes | Yes | SCHNEIDER ELECTRIC | 300 | GWP7 | 300-150/5+5A | SCHNEIDER ELECTRIC |  | FIXED | 11000/110V | /CTPTMeter/meter_image_1737969350166.jpg
10HA05 | 2025-02-09 | PEDM | 33/11 | 18 | 1x10, 1x6.3, 1x2.5 | PGCI | 10HA05 | Urban | 0 | 11kV | BARE CONDUCTOR | June, 2006 | Aibawk | YES | YES | X0334729 | 1 | 250 | TLANGNUAM | 8974286180 | 9436191751 | SGIL | 37 | 2025-02-09 17:03 |  | N/A | AIZAWL | TLANGNUAM | 23.7383 | 92.6964 | AIZAWL POWER CIRCLE | REVENUE DIVISION | AZRD01 | REVENUE SUB DIVISION II | 105 | Aibawk | HA | 1 | 0 | 0 | 0 | 0 | HPL | 5-10A | CT | Yes | Yes | 60.00 |  | Yes | Yes | AREVA | 100 | GWP6 | 100-50/5+5A | AUDIOVISION |  | PT005 | 11000/110V | /CTPTMeter/meter_image_1737965617552.jpg
10HA10 | 2025-01-27 | PEDM | 33/11 KV |  | 1x10, 1x6.3, 1x2.5 | Rangvamual | 10HA10 | Urban | 3.40 | 11kV | BARE CONDUCTOR | June, 2006 | PGCI | Yes | Yes | X0334712 | 8 | 1232.00 | TLANGNUAM | 8974286180 | 9436191751 | SGIL | 37 | 2025-01-27 13:37 | OK |  | Aizawl | Aizawl | 23.74388355465255 | 92.67865911126137 | AIZAWL POWER CIRCLE | REVENUE DIVISION | AZRD01 | REVENUE SUB DIVISION II | 105 | Luangmual | HA | 833 | 0 | 0 | 0 | 0 | HPL | 5-10A | CT | Yes | Yes | 10.00 |  | Yes | Yes | AREVA | 100 | GWP6 | 100-50/5+5A | AUDIOVISION |  | PT005 | 11000/110V | /CTPTMeter/meter_image_1737965240302.jpg
10HA11 | 2025-01-27 | PEDM | 33/11 KV |  | 1x10, 1x6.3, 1x2.5 | HC/Compound/AICS | 10HA11 | Urban | 1.80 | 11kV | BARE CONDUCTOR | June, 2006 | PGCI | Yes | Yes | X0334711 | 4 | 800.00 | TLANGNUAM | 9436459875 | 9436191751 | SGIL | 37 | 2025-01-27 13:48 | OK |  | Aizawl | Aizawl | 23.74341891252171 | 92.68325239419937 | AIZAWL POWER CIRCLE | REVENUE DIVISION | AZRD01 | REVENUE SUB DIVISION II | 105 | Luangmual | HA | 79 | 0 | 0 | 0 | 0 | HPL | 5-10A | CT | Yes | Yes | 10.00 |  | Yes | Yes | AREVA | 100 A | GWP6 | 100-50/5+5A | AUDIOVISION |  | PT005 | 11000/110V | /CTPTMeter/meter_image_1737965863932.jpg
10HA12 | 2025-01-27 | PEDM | 33/11 KV |  | 1x10, 1x6.3, 1x2.5 | Luangmual | 10HA12 | Urban | 6.20 | 11kV | BARE CONDUCTOR | June, 2006 | PGCI | Yes | Yes | MIZ01109 | 18 | 4451.00 | TLANGNUAM | 9436459875 | 9436191751 | SGIL | 37 | 2025-01-27 14:05 | OK |  | Aizawl | Aizawl | 23.74348366789827 | 92.68348943442106 | AIZAWL POWER CIRCLE | REVENUE DIVISION | AZRD01 | REVENUE SUB DIVISION II | 105 | Luangmual | HA | 2979 | 0 | 2 | 1 | 0 | HPL | 5-10A | CT | Yes | Yes | 60.00 |  | Yes | Yes | SCHNEIDER ELECTRIC | 300 A | GWP7 | 300-150/5+5 | SCHNEIDER ELECTRIC |  | FIXED | 11000/110V | /CTPTMeter/meter_image_1737966917639.jpg
10HA30 | 2025-02-09 | PEDM | 33/11 | 18 | 1x10, 1x6.3, 1x2.5 | West-I | 10HA30 | Urban | 0 | 33kV | BARE CONDUCTOR | June, 2006 | Aibawk | NO | YES | IEM10003036A | 0 | 0 | TLANGNUAM | 9436352932 | 9436353096 | SGIL | 37 | 2025-02-09 17:03 |  | N/A | AIZAWL | TLANGNUAM | 23.7383 | 92.6964 | AIZAWL POWER CIRCLE | Generation Division | AZGD01 | Luangmual S/S sub division |  | Aibawk | HA | 0 | 0 | 0 | 0 | 0 | [5 empty] | 120.00 | N/A | N/A
10HA31 | 2025-01-27 | PEDM | 33/11 KV |  | 1x10, 1x6.3, 1x2.5 | Maumual | 10HA31 | Urban |  | 33kV | BARE CONDUCTOR | June, 2006 | PGCI | Yes | Yes | IEM10003032A | 0 | 0.00 | TLANGNUAM | 9436352932 | 9436353096 | SGIL | 37 | 2025-01-27 15:10 | OK |  | Aizawl | Aizawl | 23.743308122442627 | 92.68328491598368 | AIZAWL POWER CIRCLE | Generation Division | AZGD01 | Luangmual S/S sub division | LSSD | Luangmual | HA | 0 | 0 | 0 | 0 | 0 | HPL | 5-10A | CT | Yes | Yes | 60.00 |  | Yes | Yes | SCHNEIDER ELECTRIC | 300A | GWP7 | 300-150/5+5 | SCHNEIDER ELECTRIC |  | FIXED | 11000/120V | /CTPTMeter/meter_image_1737970789046.jpg
10HA32 | 2025-01-27 | PEDM | 33/11 KV |  | 1x10, 1x6.3, 1x2.5 | Sairang/Lengpui Spare | 10HA32 | Urban |  | 33kV | BARE CONDUCTOR | June, 2006 | PGCI | Yes | Yes | IEM10003037A | 0 | 0.00 | TLANGNUAM | 9436352932 | 9436353096 | SGIL | 37 | 2025-01-27 15:05 | OK |  | Aizawl | Aizawl | 23.743209301295334 | 92.68361616879702 | AIZAWL POWER CIRCLE | Generation Division | AZGD01 | Luangmual S/S sub division | LSSD | Luangmual | HA | 0 | 0 | 0 | 0 | 0 | HPL | 5-10A | CT | Yes | Yes | 60.00 |  | Yes | Yes | SCHNEIDER ELECTRIC | 300 | GWP7 | 300-150/5+5 | SCHNEIDER ELECTRIC |  | FIXED | 11000/110V | /CTPTMeter/meter_image_1737970522594.jpg
10HA33 | 2025-01-27 | PEDM | 33/11 KV |  | 1x10, 1x6.3, 1x2.5 | West-II | 10HA33 | Urban |  | 33kV | BARE CONDUCTOR | June, 2006 | PGCI | Yes | Yes | IEM10003033A | 0 | 0.00 | TLANGNUAM | 9436352932 | 9436353096 | SGIL | 37 | 2025-01-27 15:02 | OK |  | Aizawl | Aizawl | 23.743645402750264 | 92.68350217491388 | AIZAWL POWER CIRCLE | Generation Division | AZGD01 | Luangmual S/S sub division | LSSD | Luangmual | HA | 0 | 0 | 0 | 0 | 0 | HPL | 5-30 | CT | Yes | Yes | 120.00 |  | Yes | Yes | SCHNEIDER ELECTRIC | 300 | FWP7 | 300-150/5+5 | SCHNEIDER ELECTRIC |  | FIXED | 11000/110V | /CTPTMeter/meter_image_1737970345040.jpg
10HAC01 | 2025-02-06 | PEDM | 33/11 |  | N/A | Zokhawsang Upper | 10HAC01 | Rural | 21.85 | 11kV | BARE CONDUCTOR | September, 2012 | MUALPUI | Yes | Yes | N/A | 2 | 1063 | TLANGNUAM | 9774396584 | 9436353096 | SGIL | 37 | 2025-02-06 23:12 | No control panel, no meter available. Control Room is totally vacant |  | AIZAWL | TLANGNUAM | 23.726413 | 92.759695 | AIZAWL POWER CIRCLE | Generation Division | AZGD01 | Zuangtui S/S sub division | ZSSD | Zokhawsang | HAC | 0 | 0 | 0 | 0 | 0 | Other | NA | CT | No | No |  | N/A | No | No | [8 empty] | /CTPTMeter/meter_image_1738863696412.jpg | No | No
10HAC02 | 2025-02-06 | PEDM | 33/11 |  | N/A | Zokhawsang Lower | 10HAC02 | Rural | 6.15 | 11kV | BARE CONDUCTOR | September, 2012 | MUALPUI | No | No | N/A | 1 | 500 | TLANGNUAM | 9774396584 | 9436353096 | SGIL | 37 | 2025-02-06 23:14 | No control Room, No paels, No meter available. Only vacant Control Room |  | AIZAWL | TLANGNUAM | 23.726413 | 92.759695 | AIZAWL POWER CIRCLE | Generation Division | AZGD01 | Zuangtui S/S sub division | ZSSD | Zokhawsang | HAC | 0 | 0 | 0 | 0 | 0 | Other | NA | CT | No | No |  | N/A | No | No | [8 empty] | /CTPTMeter/meter_image_1738863858003.jpg | No | No
10HAC20 | 2025-02-06 | PEDM | 33/11 |  | N/A | Incoming (from Mualpui) | 10HAC20 | Rural | N/A | 33kV | BARE CONDUCTOR | September, 2012 | MUALPUI | No | No | NA | 0 | 0 | TLANGNUAM | 9774396584 | 9436353096 | SGIL | 37 | 2025-02-06 23:16 | No control Room, No paels, No meter available. Only vacant Control Room |  | AIZAWL | TLANGNUAM | 23.726413 | 92.759695 | AIZAWL POWER CIRCLE | Generation Division | AZGD01 | Zuangtui S/S sub division | ZSSD | Zokhawsang | HAC | 0 | 0 | 0 | 0 | 0 | Other | NA | CT | No | No |  | N/A | No | No | [8 empty] | /CTPTMeter/meter_image_1738863958465.jpg | No | No
10HAH01 | 2025-02-09 | PEDM | 33/11 | 12.6 | 2x6.3 | Hunthar | 10HAH01 | Urban | 0.61 | 11kV | BARE CONDUCTOR |  | LUANGMUAL | YES | YES | XB470550 | 6 | 800 | TLANGNUAM | 9863964247 | 9436191751 | SGIL | 37 | 2025-02-09 17:03 |  | N/A | AIZAWL | TLANGNUAM | 23.7568 | 92.7081 | AIZAWL POWER CIRCLE | REVENUE DIVISION | AZRD01 | REVENUE SUB DIVISION II | 105 | LUANGMUAL | HAH | 706 | 0 | 1 | 0 | 1 | [5 empty] | 40.00 | N/A | N/A
10HAH02 | 2025-01-31 | PEDM | 33/11 KV |  | 2x6.4 | Chaltlang | 10HAH02 | Urban | 1.41 | 11kV | BARE CONDUCTOR |  |  | Yes | Yes | XB470552 | 15 | 4313.00 | TLANGNUAM | 8837301736 | 9436154122 | SGIL | 37 | 2025-01-31 23:39 | OK |  | Aizawl | Aizawl | 23.756795 | 92.708141 | AIZAWL POWER CIRCLE | DISTRIBUTION DIVISION | AZDD01 | DISTRIBUTION SUB DIVISION II | 104 | Maumual | HAH | 3859 | 0 | 6 | 0 | 0 | Secure | 5-10A | CT | Yes | Yes | 60.00 |  | Yes | Yes | SCHNEIDER ELECTRIC | 300A | GWP7 | 300-150/5+5A |  |  | N/A | 11000/110V | /CTPTMeter/meter_image_1738346918822.jpg
10HAH03 | 2025-02-09 | PEDM | 33/11 | 12.6 | 2x6.3 | LAIPUITLANG | 10HAH03 | Urban | 2.875 | 11kV | BARE CONDUCTOR |  | LUANGMUAL | NO | NO | N/A | 15 | 6100 | TLANGNUAM | 8837301736 | 9436154122 | SGIL | 37 | 2025-02-09 17:03 |  | N/A | AIZAWL | TLANGNUAM | 23.7568 | 92.7081 | AIZAWL POWER CIRCLE | REVENUE DIVISION | AZRD02 | DISTRIBUTION SUB DIVISION II | 104 | LUANGMUAL | HAH | 2959 | 0 | 6 | 0 | 0 | [6 empty] | N/A | N/A
10HAH04 | 2025-02-09 | PEDM | 33/11 | 12.6 | 2x6.3 | COMPOUND | 10HAH04 | Urban | 0.5 | 11kV | BARE CONDUCTOR |  | LUANGMUAL | NO | YES | XB470557 | 1 | 250 | TLANGNUAM | 9863964247 | 9436191751 | SGIL | 37 | 2025-02-09 17:03 |  | N/A | AIZAWL | TLANGNUAM | 23.7568 | 92.7081 | AIZAWL POWER CIRCLE | REVENUE DIVISION | AZRD01 | REVENUE SUB DIVISION II | 105 | LUANGMUAL | HAH | 7 | 0 | 0 | 0 | 0 | [5 empty] | 20.00 | N/A | N/A
10HAH20 | 2025-01-31 | PEDM | 33/11 KV |  | 2x6.3 | Incoming | 10HAH20 | Rural | 0 | 33kV | BARE CONDUCTOR |  | LUANGMUAL | Yes | Yes | XB470555 | 0 | 0.00 | TLANGNUAM | 9436352932 | 9436353096 | SGIL | 37 | 2025-01-31 23:14 | OK |  | Aizawl | Aizawl | 23.756795 | 92.708141 | AIZAWL POWER CIRCLE | Generation Division | AZGD01 | Luangmual S/S sub division | LSSD | Maumual | HAH | 0 | 0 | 0 | 0 | 0 | Secure | 5_10M | CT | Yes | Yes | 60.00 |  | Yes | Yes | N/A | N/A | N/A | N/A | N/A |  | N/A | N/A | /CTPTMeter/meter_image_1738345429841.jpg
10HAZ01 | 2025-02-18 | PEDM | 33/11 |  | 1x2.5 | Thingsulthliah | 10HAZ01 | Rural | 26.95 | 11kV | BARE CONDUCTOR | 2014 | BUKPUI | Yes | Yes | X1396062 | 10 | 888 | THINGSULTHLIAH | 9436376728 | 9862839294 | SGIL | 67 | 2025-02-18 13:57 | OK |  | SERCHHIP | THINGSULTHLIAH | 23.684038 | 92.856706 | TRANSMISSION CIRCLE | Construction Division | CNTD01 | Thingsulthliah power sd | 803 | Thingsulthliah | HAZ | 994 | 0 | 12 | 0 | 0 | Secure | 5-10A | CT | Yes | Yes | N/A | N/A | Yes | Yes | ABB INDIA LTD | 200A | GWP6 | 200-100/5+5A |  |  | FIXED |  | /CTPTMeter/meter_image_1739867192269.jpg | Yes | Yes
10HAZ02 | 2025-02-18 | PEDM | 33/11 |  | 1x2.5 | Seling | 10HAZ02 | Rural | 34.55 | 11kV | BARE CONDUCTOR | 2014 | BUKPUI | Yes | Yes | X1396064 | 23 | 1318 | THINGSULTHLIAH | 9436376728 | 9862839294 | SGIL | 67 | 2025-02-18 13:59 | OK |  | SERCHHIP | THINGSULTHLIAH | 23.684038 | 92.856706 | TRANSMISSION CIRCLE | Construction Division | CNTD01 | Thingsulthliah power sd | 803 | Thingsulthliah | HAZ | 1160 | 0 | 13 | 0 | 0 | Secure | 5-10A | CT | Yes | Yes | N/A | N/A | Yes | Yes | ABB India Ltd | 200A | GWP6 | 200-100/5+5A |  |  | FIXED |  | /CTPTMeter/meter_image_1739867360514.jpg | Yes | Yes
10HAZ03 | 2025-02-18 | PEDM | 33/11 |  | 1x2.5 | Sesawng | 10HAZ03 | Rural | 34.25 | 11kV | BARE CONDUCTOR | 2014 | BUKPUI | Yes | Yes | X1396068 | 18 | 1050 | THINGSULTHLIAH | 9436376728 | 9862839294 | SGIL | 67 | 2025-02-18 14:01 | OK |  | SERCHHIP | THINGSULTHLIAH | 23.684038 | 92.856706 | TRANSMISSION CIRCLE | Construction Division | CNTD01 | Abhisekhar Debnath | 803 | Thingsulthliah | HAZ | 857 | 0 | 11 | 0 | 0 | Genus | 5-10A | CT | Yes | Yes | N/A | N/A | Yes | Yes | ABB India Ltd | 200A | GWP6 | 200-100/5+5A |  |  | FIXED |  | /CTPTMeter/meter_image_1739867469468.jpg | Yes | Yes
10HAZ04 | 2025-02-18 | PEDM | 33/11 |  | 1x2.5 | Tlungvel | 10HAZ04 | Rural | 19.15 | 11kV | BARE CONDUCTOR | 2014 | BUKPUI | Yes | Yes | X1396063 | 22 | 1265 | THINGSULTHLIAH | 9436361048 | 9862839294 | SGIL | 67 | 2025-02-18 14:04 | OK |  | SERCHHIP | THINGSULTHLIAH | 23.684038 | 92.856706 | TRANSMISSION CIRCLE | Construction Division | CNTD01 | Thingsulthliah power sd | 803 | Thingsulthliah | HAZ | 1003 | 0 | 22 | 0 | 1 | Secure | 5-10A | CT | Yes | Yes | N/A | N/A | Yes | Yes | ABB INDIA LTD | 200A | GWP6 | 200-100/5+5A |  |  | FIXED |  | /CTPTMeter/meter_image_1739867617954.jpg | Yes | Yes
10HAZ05 | 2025-02-18 | PEDM | 33/11 |  | 1x2.5 | Complex | 10HAZ05 | Rural | 0.15 | 11kV | BARE CONDUCTOR | 2014 | BUKPUI | Yes | Yes | 15017817 | 2 | 88 | THINGSULTHLIAH | 9436361048 | 9862839294 | SGIL | 67 | 2025-02-18 14:05 | Zok |  | SERCHHIP | THINGSULTHLIAH | 23.684038 | 92.856706 | TRANSMISSION CIRCLE | Construction Division | CNTD01 | Thingsulthliah power sd | 803 | Thingsulthliah | HAZ | 32 | 0 | 0 | 0 | 0 | LnT Limited | NA | CT | Yes | Yes | N/A | N/A | Yes | Yes | ABB INDIA LTD | 200A | GWP6 | 200-100/5+5A |  |  | FIXED |  | /CTPTMeter/meter_image_1739867723981.jpg | Yes | Yes
10HAZ20 | 2025-02-18 | PEDM | 33/11 |  | 1x2.5 | Incoming | 10HAZ20 | Rural | N/A | 33kV | BARE CONDUCTOR | 2014 | BUKPUI | Yes | Yes | X1396067 | 0 | 0 | SERCHHIP | 9436376728 | 9862839294 | SGIL | 67 | 2025-02-18 13:52 | OK |  | SERCHHIP | SERCHHIP | 23.684038 | 92.856706 | TRANSMISSION CIRCLE | Construction Division | CNTD01 | THINGSULTHLIAH POWER SD | 803 | Thingsulthliah | HAZ | 0 | 0 | 0 | 0 | 0 | Secure | 5-10A | CT | Yes | Yes | N/A | N/A | Yes | Yes |  |  |  |  | GEMINI INFRATECH |  | FIXED | 11000/110 V | /CTPTMeter/meter_image_1739866899319.jpg | Yes | Yes
10HB01 | 2025-02-09 | PEDM | 132/33 | 50 | 4x12.5 | Muthi | 10HB01 | Urban | 2.834 | 11kV | BARE CONDUCTOR | March, 1992 | ZUANGTUI | YES | YES | MIZ00952 | 10 | 1304 | TLANGNUAM | 9436352932 | 9436154122 | SGIL | 37 | 2025-02-09 17:03 |  | N/A | AIZAWL | TLANGNUAM | 23.7527 | 92.7421 | AIZAWL POWER CIRCLE | DISTRIBUTION DIVISION | AZDD01 | DISTRIBUTION SUB DIVISION I | 102 | ZUANGTUI | HB | 467 | 0 | 1 | 0 | 1 |  | N/A: 20.00; N/A: N/A; Yes: N/A
10HB02 | 2025-02-09 | PEDM | 132/33 | 50 | 4x12.5 | MRT/PWD/VETY | 10HB02 | Urban | 1.7 | 11kV | BARE CONDUCTOR | March, 1992 | ZUANGTUI | YES | YES | MIZ01030 | 3 | 813 | TLANGNUAM | 9436352932 | 9436154122 | SGIL | 37 | 2025-02-09 17:03 |  | N/A | AIZAWL | TLANGNUAM | 23.7527 | 92.7421 | AIZAWL POWER CIRCLE | DISTRIBUTION DIVISION | AZDD01 | DISTRIBUTION SUB DIVISION I | 102 | ZUANGTUI | HB | 209 | 0 | 0 | 0 | 1 |  | N/A: 20.00; N/A: N/A; Yes: N/A
10HB03 | 2025-02-09 | PEDM | 132/33 | 50 | 4x12.5 | Tuirial | 10HB03 | Rural | 8.19 | 11kV | BARE CONDUCTOR | March, 1992 | ZUANGTUI | YES | YES | MIZ01027 | 20 | 5463 | TLANGNUAM | 9436154122 | 9436154122 | SGIL | 37 | 2025-02-09 17:03 |  | N/A | AIZAWL | TLANGNUAM | 23.7527 | 92.7421 | AIZAWL POWER CIRCLE | DISTRIBUTION DIVISION | AZDD01 | DISTRIBUTION SUB DIVISION I | 102 | ZUANGTUI | HB | 1352 | 0 | 2 | 0 | 0 |  | N/A: 40.00; N/A: N/A; Yes: N/A
10HB04 | 2025-02-09 | PEDM | 132/33 | 50 | 4x12.5 | Industry/Colony | 10HB04 | Urban | 4.76 | 11kV | BARE CONDUCTOR | March, 1992 | ZUANGTUI | YES | YES | MIZ01029 | 17 | 4563 | TLANGNUAM | 9436352932 | 9436154122 | SGIL | 37 | 2025-02-09 17:03 |  | N/A | AIZAWL | TLANGNUAM | 23.7527 | 92.7421 | AIZAWL POWER CIRCLE | DISTRIBUTION DIVISION | AZDD01 | DISTRIBUTION SUB DIVISION I | 102 | ZUANGTUI | HB | 927 | 0 | 22 | 0 | 1 |  | N/A: 40.00; N/A: N/A; Yes: N/A
10HB05 | 2025-02-09 | PEDM | 132/33 | 50 | 4x12.5 | Bawngkawn | 10HB05 | Urban | 0.61 | 11kV | BARE CONDUCTOR | March, 1992 | ZUANGTUI | YES | YES | MIZ00954 | 19 | 5163 | TLANGNUAM | 9436154122 | 9436154122 | SGIL | 37 | 2025-02-09 17:03 |  | N/A | AIZAWL | TLANGNUAM | 23.7527 | 92.7421 | AIZAWL POWER CIRCLE | DISTRIBUTION DIVISION | AZDD01 | DISTRIBUTION SUB DIVISION II | 104 | ZUANGTUI | HB | 2746 | 0 | 2 | 0 | 1 |  | N/A: 40.00; N/A: N/A; Yes: N/A
10HB07 | 2025-02-09 | PEDM | 132/33 | 50 | 4x12.5 | Zemabawk | 10HB07 | Urban | 4.06 | 11kV | BARE CONDUCTOR | March, 1992 | ZUANGTUI | YES | YES | MIZ01028 | 41 | 8256 | TLANGNUAM | 9436154122 | 9436154122 | SGIL | 37 | 2025-02-09 17:03 |  | N/A | AIZAWL | TLANGNUAM | 23.7527 | 92.7421 | AIZAWL POWER CIRCLE | DISTRIBUTION DIVISION | AZDD01 | DISTRIBUTION SUB DIVISION I | 102 | ZUANGTUI | HB | 4990 | 0 | 16 | 0 | 1 |  | N/A: 60.00; N/A: N/A; Yes: N/A
10HB08 | 2025-02-09 | PEDM | 132/33 | 50 | 4x12.5 | New Jail | 10HB08 | Urban | 0.639 | 11kV | BARE CONDUCTOR | March, 1992 | ZUANGTUI | YES | YES | MIZ00953 | 24 | 7050 | TLANGNUAM | 9436154122 | 9436154122 | SGIL | 37 | 2025-02-09 17:03 |  | N/A | AIZAWL | TLANGNUAM | 23.7527 | 92.7421 | AIZAWL POWER CIRCLE | DISTRIBUTION DIVISION | AZDD01 | DISTRIBUTION SUB DIVISION II | 104 | ZUANGTUI | HB | 5449 | 0 | 17 | 0 | 1 |  | N/A: 60.00; N/A: N/A; Yes: N/A
10HB20 | 2025-02-09 | PEDM | 132/33 | 50 | 4x12.5 | Incoming-I | 10HB20 | Urban | 0 | 33kV | BARE CONDUCTOR | March, 1992 | ZUANGTUI | YES | YES | MIZ00955 | 0 | 0 | TLANGNUAM | 9774396584 | 9436353096 | SGIL | 37 | 2025-02-09 17:03 |  | N/A | AIZAWL | TLANGNUAM | 23.7527 | 92.7421 | AIZAWL POWER CIRCLE | Generation Division | AZGD01 | Zuangtui S/S sub division |  | ZUANGTUI | HB | 0 | 0 | 0 | 0 | 0 |  | N/A: N/A; Yes: N/A
10HB21 | 2025-02-09 | PEDM | 132/33 | 50 | 4x12.5 | Incoming-II | 10HB21 | Urban | 0 | 33kV | BARE CONDUCTOR | March, 1992 | ZUANGTUI | YES | YES | MIZ00951 | 0 | 0 | TLANGNUAM | 9774396584 | 9436353096 | SGIL | 37 | 2025-02-09 17:03 |  | N/A | AIZAWL | TLANGNUAM | 23.7527 | 92.7421 | AIZAWL POWER CIRCLE | Generation Division | AZGD01 | Zuangtui S/S sub division |  | ZUANGTUI | HB | 0 | 0 | 0 | 0 | 0 |  | N/A: N/A; Yes: N/A
10HC01 | 2025-02-09 | PEDM | 33/11 | 6.3 | 1x6.3 | Tuikual | 10HC01 | Urban | 1.4 | 11kV | BARE CONDUCTOR | June, 2006 | CHAWNPUI | YES | YES | MIZ00978 | 14 | 5063 | TLANGNUAM | 9862444202 | 9436154122 | SGIL | 37 | 2025-02-09 17:03 |  | N/A | AIZAWL | TLANGNUAM | 23.7298 | 92.7032 | AIZAWL POWER CIRCLE | DISTRIBUTION DIVISION | AZDD01 | DISTRIBUTION SUB DIVISION III | 103 | CHAWNPUI | HC | 4280 | 0 | 4 | 0 | 1 |  | N/A: 40.00; N/A: N/A; Yes: N/A
10HC02 | 2025-02-09 | PEDM | 33/11 | 6.3 | 1x6.3 | AIR-I | 10HC02 | Urban | 5.5 | 11kV | BARE CONDUCTOR | June, 2006 | CHAWNPUI | YES | YES | MIZ00977 | 22 | 5650 | TLANGNUAM | 9862301467 | 9436191751 | SGIL | 37 | 2025-02-09 17:03 |  | N/A | AIZAWL | TLANGNUAM | 23.7298 | 92.7032 | AIZAWL POWER CIRCLE | DISTRIBUTION DIVISION | AZDD01 | REVENUE SUB DIVISION I | 101 | CHAWNPUI | HC | 1496 | 0 | 5 | 0 | 3 |  | N/A: 40.00; N/A: N/A; Yes: N/A
10HC03 | 2025-02-09 | PEDM | 33/11 | 6.3 | 1x6.3 | Khatla | 10HC03 | Urban | 7.65 | 11kV | BARE CONDUCTOR | June, 2006 | CHAWNPUI | YES | YES | MIZ00976 | 22 | 4550 | TLANGNUAM | 9862301467 | 9436191751 | SGIL | 37 | 2025-02-09 17:03 |  | N/A | AIZAWL | TLANGNUAM | 23.7298 | 92.7032 | AIZAWL POWER CIRCLE | DISTRIBUTION DIVISION | AZDD01 | REVENUE SUB DIVISION I | 101 | CHAWNPUI | HC | 2869 | 0 | 10 | 0 | 0 |  | N/A: 40.00; N/A: N/A; Yes: N/A
10HC04 | 2025-02-09 | PEDM | 33/11 | 6.3 | 1x6.3 | Transmitter | 10HC04 | Urban | 6.5 | 11kV | BARE CONDUCTOR | June, 2006 | CHAWNPUI | YES | YES | MIZ01069 | 2 | 50 | TLANGNUAM | 9863964247 | 9436191751 | SGIL | 37 | 2025-02-09 17:03 |  | N/A | AIZAWL | TLANGNUAM | 23.7298 | 92.7032 | AIZAWL POWER CIRCLE | DISTRIBUTION DIVISION | AZDD01 | REVENUE SUB DIVISION II | 105 | CHAWNPUI | HC | 18 | 0 | 0 | 0 | 0 |  | N/A: 40.00; N/A: N/A; Yes: N/A
10HC05 | 2025-01-27 | PEDM | 33/11 KV |  | 1x10, 1x6.3, 1x2.5 | PGCI | 10HC05 | Urban |  | 33kV | BARE CONDUCTOR | June, 2006 | PGCI | Yes | Yes | X0334729 | 0 | 0.00 | TLANGNUAM | 9436352932 | 9436353096 | SGIL | 37 | 2025-01-27 13:43 | OK |  | Aizawl | Aizawl | 23.744091937209856 | 92.68197197467089 | AIZAWL POWER CIRCLE | Generation Division | AZGD01 | Luangmual S/S sub division | LSSD | Luangmual | HA | 0 | 0 | 0 | 0 | 0 | HPL | 5-10A | CT | Yes | Yes | 60.00 |  | Yes | Yes | AREVA | 100 | GWP6 | 100-50/5+5A | AUDIOVISION |  | PT005 | 11000/110V | /CTPTMeter/meter_image_1737965617552.jpg
10HC06 | 2025-02-09 | PEDM | 33/11 | 6.3 | 1x6.3 | Vaivakawn | 10HC06 | Urban | 8.915 | 11kV | BARE CONDUCTOR | June, 2006 | CHAWNPUI | YES | YES | MIZ01067 | 30 | 7663 | TLANGNUAM | 9863964247 | 9436191751 | SGIL | 37 | 2025-02-09 17:03 |  | N/A | AIZAWL | TLANGNUAM | 23.7298 | 92.7032 | AIZAWL POWER CIRCLE | DISTRIBUTION DIVISION | AZDD01 | REVENUE SUB DIVISION II | 105 | CHAWNPUI | HC | 5992 | 0 | 10 | 0 | 0 |  | N/A: 60.00; N/A: N/A; Yes: N/A
10HC07 | 2025-02-09 | PEDM | 33/11 | 6.3 | 1x6.3 | NCC | 10HC07 | Urban | 4.35 | 11kV | BARE CONDUCTOR | June, 2006 | CHAWNPUI | YES | YES | MIZ01068 | 14 | 6607 | TLANGNUAM | 9862301467 | 9436191751 | SGIL | 37 | 2025-02-09 17:03 |  | N/A | AIZAWL | TLANGNUAM | 23.7298 | 92.7032 | AIZAWL POWER CIRCLE | DISTRIBUTION DIVISION | AZDD01 | REVENUE SUB DIVISION I | 101 | CHAWNPUI | HC | 313 | 0 | 0 | 0 | 1 |  | N/A: 40.00; N/A: N/A; Yes: N/A
10HC20 | 2025-02-09 | PEDM | 33/11 | 6.3 | 1x6.3 | Incoming-I | 10HC20 | Urban | 0 | 33kV | BARE CONDUCTOR | June, 2006 | LUANGMUAL | YES | YES | MIZ01066 | 0 | 0 | TLANGNUAM | 9436352932 | 9436353096 | SGIL | 37 | 2025-02-09 17:03 |  | N/A | AIZAWL | TLANGNUAM | 23.7298 | 92.7032 | AIZAWL POWER CIRCLE | Generation Division | AZGD01 | Luangmual S/S sub division |  | LUANGMUAL | HC | 0 | 0 | 0 | 0 | 0 |  | N/A: 120.00; N/A: N/A; Yes: N/A
10HC21 | 2025-02-09 | PEDM | 33/11 | 6.3 | 1x6.3 | Incoming-II | 10HC21 | Urban | 0 | 33kV | BARE CONDUCTOR | June, 2006 | CHAWNPUI | YES | YES | MIZ01070 | 0 | 0 | TLANGNUAM | 9436352932 | 9436353096 | SGIL | 37 | 2025-02-09 17:03 |  | N/A | AIZAWL | TLANGNUAM | 23.7298 | 92.7032 | AIZAWL POWER CIRCLE | Generation Division | AZGD01 | Luangmual S/S sub division |  | CHAWNPUI | HC | 0 | 0 | 0 | 0 | 0 |  | N/A: 80.00; N/A: N/A; Yes: N/A
10HD01 | 2025-02-09 | PEDM | 33/11 | 12.6 | 2x6.3 MVA | Mission Veng | 10HD01 | Urban | 6.9 | 11kV | BARE CONDUCTOR | January, 1989 | Mualpui | YES | YES | MIZ00984 | 18 | 3436 | TLANGNUAM | 7085929561 | 9436191751 | SGIL | 37 | 2025-02-09 17:03 |  | N/A | AIZAWL | TLANGNUAM | 23.7048 | 92.7056 | AIZAWL POWER CIRCLE | REVENUE DIVISION | AZRD01 | REVENUE SUB DIVISION I | 101 | Mualpui | HD | 4333 | 0 | 20 | 0 | 1 |  | N/A: 60.00; N/A: N/A; Yes: N/A
10HD02 | 2025-02-09 | PEDM | 33/11 | 12.6 | 2x6.3 MVA | Tlangnuam | 10HD02 | Urban | 7.4 | 11kV | BARE CONDUCTOR | January, 1989 | Chawnpui | YES | YES | MIZ00985 | 21 | 4113 | TLANGNUAM | 7085929561 | 9436191751 | SGIL | 37 | 2025-02-09 17:03 |  | N/A | AIZAWL | TLANGNUAM | 23.7048 | 92.7056 | AIZAWL POWER CIRCLE | REVENUE DIVISION | AZRD01 | REVENUE SUB DIVISION I | 101 | Chawnpui | HD | 3278 | 0 | 14 | 0 | 1 |  | N/A: 60.00; N/A: N/A; Yes: N/A
10HD03 | 2025-02-09 | PEDM | 33/11 | 12.6 | 2x6.3 MVA | Mission Vengthlang | 10HD03 | Urban | 5.55 | 11kV | BARE CONDUCTOR | January, 1989 | Chawnpui | YES | YES | MIZ00983 | 15 | 3436 | TLANGNUAM | 8415065565 | 9436191751 | SGIL | 37 | 2025-02-09 17:03 |  | N/A | AIZAWL | TLANGNUAM | 23.7048 | 92.7056 | AIZAWL POWER CIRCLE | REVENUE DIVISION | AZRD01 | REVENUE SUB DIVISION I | 101 | Chawnpui | HD | 3243 | 0 | 9 | 0 | 1 |  | N/A: 60.00; N/A: N/A; Yes: N/A
10HD04 | 2025-02-09 | PEDM | 33/11 | 12.6 | 2x6.3 MVA | Jubilee | 10HD04 | Urban | 33.705 | 11kV | BARE CONDUCTOR | January, 1989 | Chawnpui | YES | YES | MIZ00981 | 18 | 3426 | TLANGNUAM | 8415065565 | 9436191751 | SGIL | 37 | 2025-02-09 17:03 |  | N/A | AIZAWL | TLANGNUAM | 23.7048 | 92.7056 | AIZAWL POWER CIRCLE | REVENUE DIVISION | AZRD01 | REVENUE SUB DIVISION I | 101 | Chawnpui | HD | 2365 | 0 | 0 | 0 | 2 |  | N/A: 60.00; N/A: N/A; Yes: N/A
10HD20 | 2025-02-09 | PEDM | 33/11 | 12.6 | 2x6.3 MVA | Melriat | 10HD20 | Urban | 0 | 33kV | BARE CONDUCTOR | January, 1989 | Melriat | NO | YES | IEM10003092A | 0 | 0 | TLANGNUAM | 9774396584 | 9436353096 | SGIL | 37 | 2025-02-09 17:03 |  | N/A | AIZAWL | TLANGNUAM | 23.7048 | 92.7056 | AIZAWL POWER CIRCLE | Generation Division | AZGD01 | Generation sub division |  | Melriat | HD | 0 | 0 | 0 | 0 | 0 |  | N/A: N/A; Yes: N/A
10HD21 | 2025-02-09 | PEDM | 33/11 | 12.6 | 2x6.3 MVA | Mualpui | 10HD21 | Urban | 0 | 33kV | BARE CONDUCTOR | January, 1989 | Chawnpui | NO | YES | XB470047 | 0 | 0 | TLANGNUAM | 9774396584 | 9436353096 | SGIL | 37 | 2025-02-09 17:03 |  | N/A | AIZAWL | TLANGNUAM | 23.7048 | 92.7056 | AIZAWL POWER CIRCLE | Generation Division | AZGD01 | Generation sub division |  | Chawnpui | HD | 0 | 0 | 0 | 0 | 0 |  | N/A: N/A; Yes: N/A
10HD22 | 2025-02-09 | PEDM | 33/11 | 12.6 | 2x6.3 MVA | Chawnpui | 10HD22 | Urban | 0 | 33kV | BARE CONDUCTOR | January, 1989 | Chawnpui | NO | YES | XB470064 | 0 | 0 | TLANGNUAM | 9774396584 | 9436353096 | SGIL | 37 | 2025-02-09 17:03 |  | N/A | AIZAWL | TLANGNUAM | 23.7048 | 92.7056 | AIZAWL POWER CIRCLE | Generation Division | AZGD01 | Generation sub division |  | Chawnpui | HD | 0 | 0 | 0 | 0 | 0 |  | N/A: N/A; Yes: N/A
10HE01 | 2025-02-09 | PEDM | 33/11 | 12.6 | 2x6.3 MVA | ITI | 10HE01 | Urban | 14.7 | 11kV | BARE CONDUCTOR | January, 2006 | Zuangtui-II | YES | YES | MIZ00962 | 26 | 3843 | TLANGNUAM | 8119969009 | 9436191751 | SGIL | 37 | 2025-02-09 17:03 |  | N/A | AIZAWL | TLANGNUAM | 23.7134 | 92.7322 | AIZAWL POWER CIRCLE | REVENUE DIVISION | AZRD01 | REVENUE SUB DIVISION III | 106 | Zuangtui-II | HE | 3091 | 0 | 0 | 0 | 0 |  | N/A: 60.00; N/A: N/A; Yes: N/A
10HE02 | 2025-02-09 | PEDM | 33/11 | 12.6 | 2x6.3 MVA | Armed Veng | 10HE02 | Urban | 22.4 | 11kV | BARE CONDUCTOR | January, 2006 | Zuangtui-II | YES | YES | MIZ00965 | 36 | 5743 | TLANGNUAM | 8119969009 | 9436191751 | SGIL | 37 | 2025-02-09 17:03 |  | N/A | AIZAWL | TLANGNUAM | 23.7134 | 92.7322 | AIZAWL POWER CIRCLE | REVENUE DIVISION | AZRD01 | REVENUE SUB DIVISION III | 106 | Zuangtui-II | HE | 3935 | 0 | 0 | 0 | 1 |  | N/A: 60.00; N/A: N/A; Yes: N/A
10HE03 | 2025-02-09 | PEDM | 33/11 | 12.6 | 2x6.3 MVA | College Veng | 10HE03 | Urban | 17.6 | 11kV | BARE CONDUCTOR | January, 2006 | Zuangtui-I | YES | YES | MIZ00961 | 16 | 4700 | TLANGNUAM | 9378044505 | 9436191751 | SGIL | 37 | 2025-02-09 17:03 |  | N/A | AIZAWL | TLANGNUAM | 23.7134 | 92.7322 | AIZAWL POWER CIRCLE | REVENUE DIVISION | AZRD01 | REVENUE SUB DIVISION III | 106 | Zuangtui-I | HE | 4839 | 0 | 7 | 0 | 0 |  | N/A: 60.00; N/A: N/A; Yes: N/A
10HE04 | 2025-02-09 | PEDM | 33/11 | 12.6 | 2x6.3 MVA | Lungleng/World Bank | 17HE04 | Urban | 0.2 | 11kV | BARE CONDUCTOR | January, 2006 | Zuangtui-II | YES | YES | MIZ00966 | 4 | 1250 | TLANGNUAM | 7085929561 | 9436191751 | SGIL | 37 | 2025-02-09 17:03 |  | N/A | AIZAWL | TLANGNUAM | 23.7134 | 92.7322 | AIZAWL POWER CIRCLE | REVENUE DIVISION | AZRD01 | REVENUE SUB DIVISION I | 101 | Zuangtui-II | HE | 120 | 0 | 0 | 0 | 0 |  | N/A: 30.00; N/A: N/A; Yes: N/A
10HE20 | 2025-02-09 | PEDM | 33/11 | 12.6 | 2x6.3 MVA | Tlangnuam | 10HE20 | Urban | 7.4 | 33kV | BARE CONDUCTOR | January, 2006 | Zuangtui-II | NO | YES | IEM10003117A | 0 | 0 | TLANGNUAM | 9774396584 | 9436353096 | SGIL | 37 | 2025-02-09 17:03 |  | N/A | AIZAWL | TLANGNUAM | 23.7134 | 92.7322 | AIZAWL POWER CIRCLE | Generation Division | AZGD01 | Generation sub division |  | Zuangtui-II | HE | 0 | 0 | 0 | 0 | 0 |  | N/A: N/A; Yes: N/A
10HE20_1 | 2025-04-15 | PEDM | 33/11 |  | 2x6.3 MVA | Tlangnuam | 10HE20 | Urban | 7.4 | 33kV | BARE CONDUCTOR | January, 2006 | Zuangtui-II | Yes | Yes | IEM10003117A | 0 | 0 | TLANGNUAM | 9774396584 | 9436353096 | SGIL | 67 | 2025-04-15 16:35 |  |  | AIZAWL | TLANGNUAM | 23.713395 | 92.73224 | AIZAWL POWER CIRCLE | Generation Division | AZGD01 | Generation sub division | GSD | Mualpui | HE | 0 | 0 | 0 | 0 | 0 | Genus | 2A | HT | Yes | Yes | N/A | N/A | Yes | Only CT | SCHNEIDER ELECTRIC | 200A | GWP6 | 200-100/5+5A | N/A | N/A | N/A | N/A | /CTPTMeter/meter_image_1744715076318.jpg | Yes | No |  | Airtel
10HE21 | 2025-02-09 | PEDM | 33/11 | 12.6 | 2x6.3 MVA | Zuangtui-I | 10HE21 | Urban | 0 | 33kV | BARE CONDUCTOR | January, 2006 | Zuangtui-II | NO | YES | IEM10003121A | 0 | 0 | TLANGNUAM | 9774396584 | 9436353096 | SGIL | 37 | 2025-02-09 17:03 |  | N/A | AIZAWL | TLANGNUAM | 23.7134 | 92.7322 | AIZAWL POWER CIRCLE | Generation Division | AZGD01 | Generation sub division |  | Zuangtui-II | HE | 0 | 0 | 0 | 0 | 0 |  | N/A: 60.00; N/A: N/A; Yes: N/A
10HE22 | 2025-02-09 | PEDM | 33/11 | 12.6 | 2x6.3 MVA | Zuangtui-II | 10HE22 | Rural | 0 | 33kV | BARE CONDUCTOR | January, 2006 | Zuangtui-II | NO | YES | IEM10003116A | 0 | 0 | TLANGNUAM | 9774396584 | 9436353096 | SGIL | 37 | 2025-02-09 17:03 |  | N/A | AIZAWL | TLANGNUAM | 23.7134 | 92.7322 | AIZAWL POWER CIRCLE | Generation Division | AZGD01 | Generation sub division |  | Zuangtui-II | HE | 0 | 0 | 0 | 0 | 0 |  | N/A: 60.00; N/A: N/A; Yes: N/A
10HE23 | 2025-02-09 | PEDM | 33/11 | 12.6 | 2x6.3 MVA | Zokhawsang | 10HE23 | Mixed | 0 | 33kV | BARE CONDUCTOR | January, 2006 | Zuangtui-II | NO | YES | IEM10003118A | 0 | 0 | TLANGNUAM | 9774396584 | 9436353096 | SGIL | 37 | 2025-02-09 17:03 |  | N/A | AIZAWL | TLANGNUAM | 23.7134 | 92.7322 | AIZAWL POWER CIRCLE | Generation Division | AZGD01 | Generation sub division |  | Zuangtui-II | HE | 0 | 0 | 0 | 0 | 0 |  | N/A: N/A; Yes: N/A
10HE24 | 2025-01-25 | PEDM | 132/33 KV |  | 1x2.5 | Melriat | 10HE24 | Rural |  | 33kV | BARE CONDUCTOR | April, 2011 | Melriat | Yes | Yes | 08809055 | 0 | 0.00 | AIBAWK | 9774396584 | 9436353096 | SGIL | 37 | 2025-01-25 13:57 | OK |  | Aizawl | Aizawl | 23.560879 | 92.708221 | AIZAWL POWER CIRCLE | Generation Division | AZGD01 | Generation sub division | GSD | Aibawk | HK | 0 | 0 | 0 | 0 | 0 | HPL | 5A | CT | No | Yes | 30.00 |  | Yes | Yes | CROMPTON GREAVES | 600A |  | 600-400/5 | CROMPTON GREAVES |  | N/A | 11000V/110B | /CTPTMeter/meter_image_1737793646882.jpg
10HE25 | 2025-01-25 | PEDM | 132/33 KV |  | 1x2.5 | Sialsuk | 10HE25 | Rural |  | 33kV | BARE CONDUCTOR | April, 2011 |  | Yes | Yes | IEM10003099A | 0 | 0.00 | AIBAWK | 9774396584 | 9436353096 | SGIL | 37 | 2025-01-25 14:12 | OK |  | Aizawl | Aizawl | 23.560879 | 92.708221 | AIZAWL POWER CIRCLE | Generation Division | AZGD01 | Generation sub division | GSD | Aibawk | HK | 0 | 0 | 0 | 0 | 0 | HPL | 5A | CT | Yes | Yes | 30.00 |  | Yes | Yes | N/A | N/A | N/A | N/A | N/A |  | N/A | N/A | /CTPTMeter/meter_image_1737794519947.jpg
10HF01 | 2025-02-09 | PEDM | 33/11 | 20 | 2x10 | Hebron | 10HF01 | Urban | 4.15 | 11kV | BARE CONDUCTOR | May, 2016 | ZUANGTUI | YES | YES | XG485048 | 7 | 3700 | TLANGNUAM | 9436154122 | 9436154122 | SGIL | 37 | 2025-02-09 17:03 |  | N/A | AIZAWL | TLANGNUAM | 23.7356 | 92.7178 | AIZAWL POWER CIRCLE | DISTRIBUTION DIVISION | AZDD01 | DISTRIBUTION SUB DIVISION III | 103 | ZUANGTUI | HF | 2142 | 0 | 2 | 0 | 1 |  | N/A: 40.00; N/A: N/A; Yes: N/A
10HF02 | 2025-02-09 | PEDM | 33/11 | 20 | 2x10 | Ramthar | 10HF02 | Rural | 0 | 11kV | BARE CONDUCTOR | May, 2016 | ZUANGTUI | NO | YES | XB470583 | 19 | 5550 | TLANGNUAM | 9436154122 | 9436154122 | SGIL | 37 | 2025-02-09 17:03 |  | N/A | AIZAWL | TLANGNUAM | 23.7356 | 92.7178 | AIZAWL POWER CIRCLE | DISTRIBUTION DIVISION | AZDD01 | DISTRIBUTION SUB DIVISION III | 103 | ZUANGTUI | HF | 4175 | 0 | 6 | 0 | 1 |  | N/A: 80.00; N/A: N/A; Yes: N/A
10HF03 | 2025-02-09 | PEDM | 33/11 | 20 | 2x10 | Complex | 10HF03 | Urban | 0.15 | 11kV | BARE CONDUCTOR | May, 2016 | ZUANGTUI | YES | YES | MIZ01032 | 4 | 2150 | TLANGNUAM | 9436154122 | 9436154122 | SGIL | 37 | 2025-02-09 17:03 |  | N/A | AIZAWL | TLANGNUAM | 23.7356 | 92.7178 | AIZAWL POWER CIRCLE | DISTRIBUTION DIVISION | AZDD01 | DISTRIBUTION SUB DIVISION III | 103 | ZUANGTUI | HF | 1602 | 0 | 12 | 0 | 1 |  | N/A: 20.00; N/A: N/A; Yes: N/A
10HF04 | 2025-02-09 | PEDM | 33/11 | 20 | 2x10 | Treasury | 10HF04 | Urban | 0.87 | 11kV | BARE CONDUCTOR | May, 2016 | ZUANGTUI | YES | YES | MIZ01016 | 11 | 3943 | TLANGNUAM | 9436191751 | 9436154122 | SGIL | 37 | 2025-02-09 17:03 |  | N/A | AIZAWL | TLANGNUAM | 23.7356 | 92.7178 | AIZAWL POWER CIRCLE | DISTRIBUTION DIVISION | AZDD01 | DISTRIBUTION SUB DIVISION III | 103 | ZUANGTUI | HF | 2074 | 0 | 12 | 0 | 0 |  | N/A: 20.00; N/A: N/A; Yes: N/A
10HF05 | 2025-02-09 | PEDM | 33/11 | 20 | 2x10 | Babutlang | 10HF05 | Urban | 0.756 | 11kV | BARE CONDUCTOR | May, 2016 | ZUANGTUI | YES | YES | MIZ01034 | 12 | 4413 | TLANGNUAM | 9436191751 | 9436154122 | SGIL | 37 | 2025-02-09 17:03 |  | N/A | AIZAWL | TLANGNUAM | 23.7356 | 92.7178 | AIZAWL POWER CIRCLE | DISTRIBUTION DIVISION | AZDD01 | DISTRIBUTION SUB DIVISION III | 103 | ZUANGTUI | HF | 1577 | 0 | 5 | 0 | 1 |  | N/A: 40.00; N/A: N/A; Yes: N/A
10HF06 | 2025-02-09 | PEDM | 33/11 | 20 | 2x10 | Zarkawt | 10HF06 | Urban | 0.2 | 11kV | BARE CONDUCTOR | May, 2016 | ZUANGTUI | YES | YES | XB470596 | 13 | 2300 | TLANGNUAM | 9436191751 | 9436154122 | SGIL | 37 | 2025-02-09 17:03 |  | N/A | AIZAWL | TLANGNUAM | 23.7356 | 92.7178 | AIZAWL POWER CIRCLE | DISTRIBUTION DIVISION | AZDD01 | DISTRIBUTION SUB DIVISION III | 103 | ZUANGTUI | HF | 654 | 0 | 0 | 0 | 0 |  | N/A: 40.00; N/A: N/A; Yes: N/A
10HF07 | 2025-02-09 | PEDM | 33/11 | 20 | 2x10 | Chanmari | 10HF07 | Urban | 0.06 | 11kV | BARE CONDUCTOR | May, 2016 | ZUANGTUI | YES | YES | MIZ01026 | 11 | 2250 | TLANGNUAM | 9862444202 | 9436154122 | SGIL | 37 | 2025-02-09 17:03 |  | N/A | AIZAWL | TLANGNUAM | 23.7356 | 92.7178 | AIZAWL POWER CIRCLE | DISTRIBUTION DIVISION | AZDD01 | DISTRIBUTION SUB DIVISION III | 103 | ZUANGTUI | HF | 1382 | 0 | 6 | 0 | 2 |  | N/A: 80.00; N/A: N/A; Yes: N/A
10HF20 | 2025-02-09 | PEDM | 33/11 | 20 | 2x10 | Incoming-I (DC-I) | 10HF20 | Urban | 0 | 33kV | BARE CONDUCTOR | May, 2016 | ZUANGTUI | YES | NO | Not installed | 0 | 0 | TLANGNUAM | 9774396584 | 9436353096 | SGIL | 37 | 2025-02-09 17:03 |  | N/A | AIZAWL | TLANGNUAM | 23.7356 | 92.7178 | AIZAWL POWER CIRCLE | Generation Division | AZGD01 | Zuangtui S/S sub division |  | ZUANGTUI | HF | 0 | 0 | 0 | 0 | 0 |  | N/A: N/A; Yes: N/A
10HF21 | 2025-02-09 | PEDM | 33/11 | 20 | 2x10 | Incoming-II (DC-II) | 10HF21 | Urban | 0 | 33kV | BARE CONDUCTOR | May, 2016 | ZUANGTUI | YES | NO | Not installed | 0 | 0 | TLANGNUAM | 9774396584 | 9436353096 | SGIL | 37 | 2025-02-09 17:03 |  | N/A | AIZAWL | TLANGNUAM | 23.7356 | 92.7178 | AIZAWL POWER CIRCLE | Generation Division | AZGD01 | Zuangtui S/S sub division |  | ZUANGTUI | HF | 0 | 0 | 0 | 0 | 0 |  | N/A: N/A; Yes: N/A
10HG01 | 2025-02-09 | PEDM | 33/11 | 12.6 | 2x6.3 | Durtlang 'S' | 10HG01 | Urban | 3.728 | 11kV | BARE CONDUCTOR | December, 2014 | ZUANGTUI | YES | YES | X0334728 | 18 | 5200 | TLANGNUAM | 9612100492 | 9436154122 | SGIL | 37 | 2025-02-09 17:03 |  | N/A | AIZAWL | TLANGNUAM | 23.7522 | 92.7408 | AIZAWL POWER CIRCLE | DISTRIBUTION DIVISION | AZDD01 | DISTRIBUTION SUB DIVISION I | 102 | ZUANGTUI | HG | 3083 | 0 | 8 | 0 | 1 |  | N/A: 40.00; N/A: N/A; Yes: N/A
10HG02 | 2025-01-26 | PEDM | 33/11 KV |  | 2x6.3 | Durtlang 'N' | 10HG02 | Urban | 3.40 | 11kV | BARE CONDUCTOR | December, 2014 |  | Yes | Yes | X0334727 | 29 | 6751.00 | TLANGNUAM | 9612100492 | 9436154122 | SGIL | 37 | 2025-01-26 17:11 | okay |  | Aizawl | Aizawl | 23.752168 | 92.740822 | AIZAWL POWER CIRCLE | DISTRIBUTION DIVISION | AZDD01 | DISTRIBUTION SUB DIVISION I | 102 | Durtlang | HG | 2986 | 0 | 1 | 0 | 1 | HPL | NA | CT | Yes | Yes | 40.00 |  | Yes | Yes | AREVA | 200 A | GWP6 | 200-100/5 | PLASTOFAB |  | DRAW OUT | 11000/110 V | /CTPTMeter/meter_image_1737891656561.jpg
10HG03 | 2025-02-09 | PEDM | 33/11 | 12.6 | 2x6.3 | Vanglaini | 10HG03 | Urban | 0.3 | 11kV | BARE CONDUCTOR | December, 2014 | ZUANGTUI | YES | YES | X0334726 | 2 | 450 | TLANGNUAM | 9612100492 | 9436154122 | SGIL | 37 | 2025-02-09 17:03 |  | N/A | AIZAWL | TLANGNUAM | 23.7522 | 92.7408 | AIZAWL POWER CIRCLE | DISTRIBUTION DIVISION | AZDD01 | DISTRIBUTION SUB DIVISION I | 102 | ZUANGTUI | HG | 93 | 0 | 0 | 0 | 1 |  | N/A: 30.00; N/A: N/A; Yes: N/A
10HG20 | 2025-02-09 | PEDM | 33/11 | 12.6 | 2x6.3 | Incoming | 10HG20 | Urban | 0 | 33kV | BARE CONDUCTOR | December, 2014 | ZUANGTUI | YES | YES | X1461579 | 0 | 0 | TLANGNUAM | 9774396584 | 9436353096 | SGIL | 37 | 2025-02-09 17:03 |  | N/A | AIZAWL | TLANGNUAM | 23.7522 | 92.7408 | AIZAWL POWER CIRCLE | Generation Division | AZGD01 | Zuangtui S/S sub division |  | ZUANGTUI | HG | 0 | 0 | 0 | 0 | 0 |  | N/A: 200.00; N/A: N/A; Yes: N/A
10HG21 | 2025-02-09 | PEDM | 33/11 | 12.6 | 2x6.3 | Sentlang | 10HG21 | Rural | 0 | 33kV | BARE CONDUCTOR | December, 2014 | ZUANGTUI | NO | NO | N/A | 0 | 0 | TLANGNUAM | 9774396584 | 9436353096 | SGIL | 37 | 2025-02-09 17:03 |  | N/A | AIZAWL | TLANGNUAM | 23.7522 | 92.7408 | AIZAWL POWER CIRCLE | Generation Division | AZGD01 | Zuangtui S/S sub division |  | ZUANGTUI | HG | 0 | 0 | 0 | 0 | 0 |  | N/A: N/A; Yes: N/A
10HH02 | 2025-01-25 | PEDM | 33/11 KV |  | 1x2.5, 1X6.3 | PTC | 10HH02 | Urban | 10.70 | 11kV | BARE CONDUCTOR | June, 2008 | SINHUI | Yes | Yes | MIZ01098 | 9 | 677.00 | TLANGNUAM | 9436195389 | 9436191751 | SGIL | 37 | 2025-01-25 20:23 | OK |  | Aizawl | Aizawl | 23.811041 | 92.652089 | AIZAWL POWER CIRCLE | REVENUE DIVISION | AZRD01 | RURAL SUB DIVISION AIZAWL | 107 | Sairang | HH | 296 | 0 | 0 | 0 | 0 | HPL | 5-10A | CT | Yes | Yes | 15.00 |  | Yes | Yes | SCHNEIDER ELECTRIC | 200 A | GWP6 | 200-100/5 | AUDIOVISION |  | PT-005 | 11000/120V | /CTPTMeter/meter_image_1737816779355.jpg
10HH20 | 2025-01-25 | PEDM | 132/33 KV |  | 1x2.5, 1X6.3 | Luangmual | 10HH20 | Urban | 6.20 | 33kV | BARE CONDUCTOR | June, 2008 | SIHHMUI | Yes | Yes | MIZ01096 | 0 | 0.00 | TLANGNUAM | 9436352932 | 9436353096 | SGIL | 37 | 2025-01-25 20:28 | OK |  | Aizawl | Aizawl | 23.811041 | 92.652089 | AIZAWL POWER CIRCLE | Generation Division | AZGD01 | Luangmual S/S sub division | LSSD | Sairang | HH | 0 | 0 | 0 | 0 | 0 | HPL | 5-10A | HT | Yes | Yes | 40.00 |  | Yes | Yes | SCHNEIDER ELECTRIC | 200 | GWP6 | 200-100/5 | AUDIOVISION |  | PT-005 | 11000l110V | /CTPTMeter/meter_image_1737817089426.jpg
10HI01 | 2025-01-25 | PEDM | 132/33 KV |  | 1x2.5 | Airport-II | 10HI01 | Urban | 7.98 | 11kV | BARE CONDUCTOR | June, 2013 | SAIRANG | Yes | Yes | XB470545 | 8 | 1456.00 | TLANGNUAM | 9436195389 | 9436191751 | SGIL | 37 | 2025-01-25 18:30 | OK |  | Aizawl | Aizawl | 23.830314 | 92.633964 | AIZAWL POWER CIRCLE | REVENUE DIVISION | AZRD01 | RURAL SUB DIVISION AIZAWL | 107 | Lengpui | HI | 614 | 0 | 0 | 1 | 0 | HPL | 5-10A | CT | Yes | Yes | 20.00 |  | No | Yes | SCHNEIDER ELECTRIC | 200A | GWP6 | 200-100/5 | N/A |  | N/A | N/A | /CTPTMeter/meter_image_1737810010649.jpg
10HI02 | 2025-01-25 | PEDM | 132/33 KV |  | 1x2.5 | DVOR | 10HI02 | Urban | 9.50 | 11kV | BARE CONDUCTOR | June, 2013 | SAIRANG | Yes | Yes | XC435337 | 1 | 100.00 | TLANGNUAM | 9436195389 | 9436191751 | SGIL | 37 | 2025-01-25 18:22 | OK |  | Aizawl | Aizawl | 23.830314 | 92.633964 | AIZAWL POWER CIRCLE | REVENUE DIVISION | AZRD01 | RURAL SUB DIVISION AIZAWL | 107 | Lengpui | HI | 1 | 0 | 0 | 0 | 0 | HPL | 5-10A | CT | Yes | Yes | 20.00 |  | No | Yes | SCHNEIDER ELECTRIC | 200A | GWP6 | 200-100/5 | N/A |  | N/A | N/A | /CTPTMeter/meter_image_1737809559332.jpg
10HI03 | 2025-01-25 | PEDM | 132/33 KV |  | 1x2.5 | Airport-I | 10HI03 | Rural | 7.60 | 11kV | BARE CONDUCTOR | June, 2013 | SAIRANG | Yes | Yes | XB470546 | 1 | 630.00 | TLANGNUAM | 9436195389 | 9436191751 | SGIL | 37 | 2025-01-25 18:27 | OK |  | Aizawl | Aizawl | 23.830314 | 92.633964 | AIZAWL POWER CIRCLE | REVENUE DIVISION | AZRD01 | RURAL SUB DIVISION AIZAWL | 107 | Lengpui | HI | 1 | 0 | 0 | 0 | 0 | HPL | 5-10A | CT | Yes | Yes | 20.00 |  | No | Yes | SCHNEIDER ELECTRIC | 200A | GWP6 | 200-100/5 | N/A |  | N/A | N/A | /CTPTMeter/meter_image_1737809826905.jpg
10HI04 | 2025-01-25 | PEDM | 132/33 KV |  | 1x2.5 | Lengpui | 10HI04 | Urban | 3.80 | 11kV | BARE CONDUCTOR | June, 2013 | SAIRANG | Yes | Yes | XB470549 | 9 | 738.00 | TLANGNUAM | 9436195389 | 9436191751 | SGIL | 37 | 2025-01-25 18:34 | OK |  | Aizawl | Aizawl | 23.830314 | 92.633964 | AIZAWL POWER CIRCLE | REVENUE DIVISION | AZRD01 | RURAL SUB DIVISION AIZAWL | 107 | Lengpui | HI | 503 | 0 | 0 | 0 | 0 | HPL | 5-10A | CT | Yes | Yes | 20.00 |  | No | Yes | SCHNEIDER ELECTRIC | 200A | GWP6 | 200-100/5 | N/A |  | N/A | N/A | /CTPTMeter/meter_image_1737810245550.jpg
10HI05 | 2025-01-25 | PEDM | 132/33 KV |  | 1x2.5 | Tourist/MATPLY | 10HI05 | Urban | 16.40 | 11kV | BARE CONDUCTOR | June, 2013 | SAIRANG | Yes | Yes | XB470548 | 13 | 981.00 | TLANGNUAM | 9436195389 | 9436191751 | SGIL | 37 | 2025-01-25 18:40 | OK |  | Aizawl | Aizawl | 23.830314 | 92.633964 | AIZAWL POWER CIRCLE | REVENUE DIVISION | AZRD01 | RURAL SUB DIVISION AIZAWL | 107 | Lengpui | HI | 76 | 0 | 0 | 0 | 0 | HPL | 5-10A | CT | Yes | Yes | 20.00 |  | No | Yes | SCHNEIDER ELECTRIC | 200A | GWP6 | 200-100/5 | N/A |  | N/A | N/A | /CTPTMeter/meter_image_1737810591097.jpg
11HAU01 | 2025-02-13 | PEDM | 33/11 | 4.1 | 1x2.5, 1x1.6 | Urban | 11HAU01 | Urban | 24.26 | 11kV | BARE CONDUCTOR | March,2002 | BILKHAWTHLIR | YES | YES | 15077837 | 21 | 4113 | WEST PHAILENG | 8729825854 | 9436144651 | SGIL | 37 | 2025-02-13 09:22 | N/A | N/A | MAMIT | WEST PHAILENG |  |  | POJECT CIRCLE - I | Mamit Power Division | MMPD01 | Mamit Power SD | 111 | BILKHAWTHLIR | N/A | 2594 | 0 | 17 | 1 | 12 | N/A | N/A | N/A | N/A | N/A | N/A | N/A | N/A | N/A | N/A | N/A | N/A | N/A | N/A | N/A | N/A | N/A |  | N/A | N/A
11HAU02 | 2025-02-13 | PEDM | 33/11 | 4.1 | 1x2.5, 1x1.6 | Rural | 11HAU02 | Rural | 70.082 | 11kV | BARE CONDUCTOR | March,2002 | BILKHAWTHLIR | NO | YES | 15111255 | 18 | 751 | WEST PHAILENG | 8729825854 | 9436144651 | SGIL | 37 | 2025-02-13 09:22 | N/A | N/A | MAMIT | WEST PHAILENG | 23.8969 | 92.4954 | POJECT CIRCLE - I | Mamit Power Division | MMPD01 | Mamit Power SD | 111 | BILKHAWTHLIR | N/A | 0 | 1123 | 0 | 1 | 5 | L&T | 10 amp | Three Phase Four Wire | Yes | Yes | N/A | N/A | N/A | N/A | N/A | N/A | N/A | N/A | N/A | N/A | N/A | N/A |  | N/A | N/A
11HAU03 | 2025-02-13 | PEDM | 33/11 | 4.1 | 1x2.5, 1x1.6 | Dampui | 11HAU03 | Rural | 15.55 | 11kV | BARE CONDUCTOR | March,2002 | BILKHAWTHLIR | NO | YES | 15077854 | 5 | 275 | WEST PHAILENG | 8729825854 | 9436144651 | SGIL | 37 | 2025-02-13 09:22 | N/A | N/A | MAMIT | WEST PHAILENG | 23.8969 | 92.4954 | POJECT CIRCLE - I | Mamit Power Division | MMPD01 | Mamit Power SD | 111 | BILKHAWTHLIR | N/A | 0 | 232 | 0 | 0 | 2 | L&T | 10 amp | Three Phase Four Wire | Yes | Yes | N/A | N/A | N/A | N/A | N/A | N/A | N/A | N/A | N/A | N/A | N/A | N/A |  | N/A | N/A
11HAU04 | 2025-02-13 | PEDM | 33/11 | 4.1 | 1x2.5, 1x1.6 | STATION/COMPLEX | 11HAU04 | Rural | 0.65 | 11kV | BARE CONDUCTOR | March,2002 | BILKHAWTHLIR | NO | YES | 15111195 | 0 | 25 | WEST PHAILENG | 8729825854 | 9436144651 | SGIL | 37 | 2025-02-13 09:22 | N/A | N/A | MAMIT | WEST PHAILENG | 23.8968 | 92.4954 | POJECT CIRCLE - I | Mamit Power Division | MMPD01 | Mamit Power SD | 111 | BILKHAWTHLIR | N/A | 0 | 0 | 0 | 0 | 0 | L&T | 10 amp | Three Phase Four Wire | Yes | Yes | N/A | N/A | N/A | N/A | N/A | N/A | N/A | N/A | N/A | N/A | N/A | N/A |  | N/A | N/A
11HAU20 | 2025-02-13 | PEDM | 33/11 | 4.1 | 1x2.5, 1x1.6 | Incoming | 11HAU20 | Urban | N/A | 33kV | BARE CONDUCTOR | March,2002 | BILKHAWTHLIR | YES | YES |  | 0 | 0 | WEST PHAILENG | 8729825854 | 9436144651 | SGIL | 37 | 2025-02-13 09:22 | N/A | N/A | MAMIT | WEST PHAILENG | 23.8971 | 92.4954 | POJECT CIRCLE - I | Mamit Power Division | MMPD01 | Mamit Power SD | 111 | BILKHAWTHLIR | N/A | 0 | 0 | 0 | 0 | 0 | NA | NA | NA | NA |  |  | N/A | N/A | N/A | N/A | N/A | N/A | N/A | N/A | N/A | N/A | N/A | N/A
11HAU21 | 2025-02-13 | PEDM | 33/11 | 4.1 | 1x2.5, 1x1.6 | Incoming | 11HAU21 | Urban | N/A | 33kV | BARE CONDUCTOR | March,2002 | BILKHAWTHLIR | NO | YES | 15111207 | 0 | 0 | WEST PHAILENG | 8729825854 | 9436144651 | SGIL | 37 | 2025-02-13 09:22 | N/A | N/A | MAMIT | WEST PHAILENG | 23.8969 | 92.4956 | POJECT CIRCLE - I | Mamit Power Division | MMPD01 | Mamit Power SD | 111 | BILKHAWTHLIR | N/A | 0 | 0 | 0 | 0 | 0 | L&T | 10 amp | Three Phase Four Wire | Yes | Yes | N/A | N/A | N/A | N/A | N/A | N/A | N/A | N/A | N/A | N/A | N/A | N/A |  | N/A | N/A
11HBD01 | 2025-02-13 | PEDM | 33/11 | 5 | 2x2.5 | W. Phaileng | 11HBD01 | Rural | 11.08 | 11kV | BARE CONDUCTOR | November,1995 | ZUANGTUI | NO | YES |  | 9 | 926 | WEST PHAILENG | 7421063038 | 9436144651 | SGIL | 37 | 2025-02-13 09:22 | N/A | N/A | MAMIT | WEST PHAILENG | 23.6755 | 92.4809 | POJECT CIRCLE - I | Mamit Power Division | MMPD01 | W. Phaileng Power SD | 113 | ZUANGTUI | N/A | 0 | 1135 | 0 | 0 | 4 | Secure | 10 amp | Three Phase Four Wire | Yes | Yes | N/A | N/A | N/A | Yes | Ericon | 5 VA | Toroidal | 200-100/5 | Gemini Instratech Ltd. | 11 KV | Capacitor type | 11KV/v3 - 110V/3
11HBD02 | 2025-02-13 | PEDM | 33/11 | 5 | 2x2.5 | Tuipuibari | 11HBD02 | Rural | 99.32 | 11kV | BARE CONDUCTOR | November,1995 | ZUANGTUI | NO | YES |  | 27 | 2569 | WEST PHAILENG | 8974287250 | 9436144651 | SGIL | 37 | 2025-02-13 09:22 | N/A | N/A | MAMIT | WEST PHAILENG | 23.6752 | 92.4805 | POJECT CIRCLE - I | Mamit Power Division | MMPD01 | W. Phaileng Power SD | 113 | ZUANGTUI | N/A | 0 | 2841 | 0 | 0 | 8 | Secure | 10 amp | Three Phase Four Wire | Yes | Yes | N/A | N/A | N/A | N/A | N/A | N/A | N/A | N/A | N/A | N/A | N/A | N/A |  | N/A | N/A
11HBD03 | 2025-02-13 | PEDM | 33/11 | 5 | 2x2.5 | Marpara | 11HBD03 | Rural | 128.62 | 11kV | BARE CONDUCTOR | November,1995 | ZUANGTUI | NO | YES | 15111332 | 39 | 2830 | WEST PHAILENG | 7421063038 | 9436144651 | SGIL | 37 | 2025-02-13 09:22 | N/A | N/A | MAMIT | WEST PHAILENG | 23.6755 | 92.4809 | POJECT CIRCLE - I | Mamit Power Division | MMPD01 | W. Phaileng Power SD | 113 | ZUANGTUI | N/A | 0 | 2706 | 0 | 0 | 13 | L&T | 10 amp | Three Phase Four Wire | Yes | Yes | N/A | N/A | N/A | Yes | Ericon | 5 VA | Toroidal | 200-100/5 | N/A | N/A | N/A | N/A |  |  | N/A
11HBD04 | 2025-02-13 | PEDM | 33/11 | 5 | 2x2.5 | Mamit | 11HBD04 | Rural | N/A | 33kV | BARE CONDUCTOR | November,1995 | ZUANGTUI | NO | YES |  | 0 | 0 | WEST PHAILENG | 7421063038 | 9436144651 | SGIL | 37 | 2025-02-13 09:22 | N/A | N/A | MAMIT | WEST PHAILENG |  |  | POJECT CIRCLE - I | Mamit Power Division | MMPD01 | W. Phaileng Power SD | 113 | ZUANGTUI | N/A | 0 | 0 | 0 | 0 | 0 | N/A | N/A | N/A | N/A | N/A | N/A | N/A | N/A | Yes | Ericon | 5 VA | Toroidal | 200-100/5 | Gemini Instratech Ltd. | 11 KV | Capacitor type | 11KV/v3 - 110V/3
11HBD05 | 2025-02-13 | PEDM | 33/11 | 5 | 2x2.5 | Teirei | 11HBD05 | Rural | N/A | 33kV | BARE CONDUCTOR | November,1995 | ZUANGTUI | NO | YES |  | 0 | 4200 | WEST PHAILENG | 8974287250 | 9436144651 | SGIL | 37 | 2025-02-13 09:22 | N/A | N/A | MAMIT | WEST PHAILENG |  |  | POJECT CIRCLE - I | Mamit Power Division | MMPD01 | W. Phaileng Power SD | 113 | ZUANGTUI | N/A | 0 | 0 | 0 | 0 | 0 | N/A | N/A | N/A | N/A | N/A | N/A | N/A | N/A | N/A | N/A | N/A | N/A | N/A | N/A | N/A | N/A | N/A |  | N/A | N/A
11HBD20 | 2025-02-13 | PEDM | 33/11 | 5 | 2x2.5 | Incoming | 11HBD20 | Rural | N/A | 33kV | BARE CONDUCTOR | November,1995 | ZUANGTUI | NO | N/A |  | 0 | 2500 | WEST PHAILENG | 8974287250 | 9436144651 | SGIL | 37 | 2025-02-13 09:22 | N/A | N/A | MAMIT | WEST PHAILENG |  |  | POJECT CIRCLE - I | Mamit Power Division | MMPD01 | W. Phaileng Power SD | 113 | ZUANGTUI | N/A | 0 | 0 | 0 | 0 | 0 | N/A | N/A | N/A | N/A | N/A | N/A | N/A | N/A | N/A | N/A | N/A | N/A | N/A | N/A | N/A | N/A | N/A |  | N/A | N/A
11HBD21 | 2025-02-13 | PEDM | 33/11 | 5 | 2x2.5 | Marpara(BOP)(charge rinawgt trf la com loh) | 11HBD21 | Rural | N/A | 33kV | BARE CONDUCTOR | November,1995 | ZUANGTUI | NO | N/A |  | 0 | 1600 | WEST PHAILENG | 7421063038 | 9436144651 | SGIL | 37 | 2025-02-13 09:22 | N/A | N/A | MAMIT | WEST PHAILENG |  |  | POJECT CIRCLE - I | Mamit Power Division | MMPD01 | W. Phaileng Power SD | 113 | ZUANGTUI | N/A | 0 | 0 | 0 | 0 | 0 | N/A | N/A | N/A | N/A | N/A | N/A | N/A | N/A | N/A | N/A | N/A | N/A | N/A | N/A | N/A | N/A | N/A |  | N/A | N/A
11HBE01 | 2025-02-13 | PEDM | 33/11 | 2.5 | 1x2.5 | Rawpuichhip | 11HBE01 | Rural | 5.75 | 11kV | BARE CONDUCTOR | May, 2008 | ZUANGTUI | NO | YES |  | 8 | 426 | WEST PHAILENG | 8787500761 | 9436144651 | SGIL | 37 | 2025-02-13 09:22 | N/A | N/A | MAMIT | WEST PHAILENG | 23.783 | 92.5606 | POJECT CIRCLE - I | Mamit Power Division | MMPD01 | Mamit Power SD | 111 | ZUANGTUI | N/A | 0 | 385 | 1 | 0 | 2 | Secure | 10 amp | Three Phase Four Wire | Yes | Yes | N/A | N/A | N/A | Yes | Narayan Powertech Pvt. Ltd. | 7.5 VA | Toroidal | 250-500/5 | Gemini Instratech Ltd. | 11 KV | Capacitor type | 11KV/v3 - 110V/3
11HBE02 | 2025-02-13 | PEDM | 33/11 | 2.5 | 1x2.5 | W. Lungdar | 11HBE02 | Rural | 58.27 | 11kV | BARE CONDUCTOR | May, 2008 | ZUANGTUI | NO | YES |  | 17 | 1216 | WEST PHAILENG | 8787500761 | 9436144651 | SGIL | 37 | 2025-02-13 09:22 | N/A | N/A | MAMIT | WEST PHAILENG | 23.783 | 92.5604 | POJECT CIRCLE - I | Mamit Power Division | MMPD01 | Mamit Power SD | 111 | ZUANGTUI | N/A | 0 | 1081 | 1 | 0 | 8 | Secure | 10 amp | Three Phase Four Wire | Yes | Yes | N/A | N/A | N/A | Yes | Narayan Powertech Pvt. Ltd. | 7.5 VA | Toroidal | 250-500/5 | N/A | N/A | N/A | N/A |  |  | N/A
11HBE03 | 2025-02-13 | PEDM | 33/11 | 2.5 | 1x2.5 | Hmunpui | 11HBE03 | Rural | 14.12 | 11kV | BARE CONDUCTOR | May, 2008 | ZUANGTUI | NO | YES |  | 5 | 338 | WEST PHAILENG | 8787500761 | 9436144651 | SGIL | 37 | 2025-02-13 09:22 | N/A | N/A | MAMIT | WEST PHAILENG | 23.783 | 92.5606 | POJECT CIRCLE - I | Mamit Power Division | MMPD01 | Mamit Power SD | 111 | ZUANGTUI | N/A | 0 | 207 | 1 | 0 | 3 | Secure | 10 amp | Three Phase Four Wire | Yes | Yes | N/A | N/A | N/A | Yes | Narayan Powertech Pvt. Ltd. | 7.5 VA | Toroidal | 250-500/5 | N/A | N/A | N/A | N/A |  |  | N/A
11HBE04 | 2025-02-13 | PEDM | 33/11 | 2.5 | 1x2.5 | Dapchhuah | 11HBE04 | Rural | 18 | 11kV | BARE CONDUCTOR | May, 2008 | ZUANGTUI | NO | YES |  | 5 | 301 | WEST PHAILENG | 8787500761 | 9436144651 | SGIL | 37 | 2025-02-13 09:22 | N/A | N/A | MAMIT | WEST PHAILENG | 23.783 | 92.5606 | POJECT CIRCLE - I | Mamit Power Division | MMPD01 | Mamit Power SD | 111 | ZUANGTUI | N/A | 0 | 268 | 1 | 0 | 1 | Secure | 11 amp | Three Phase Four Wire | Yes | Yes | N/A | N/A | N/A | Yes | Narayan Powertech Pvt. Ltd. | 7.5 VA | Toroidal | 250-500/5 | N/A | N/A | N/A | N/A |  |  | N/A
11HBE20 | 2025-02-13 | PEDM | 33/11 | 2.5 | 1x2.5 | Incoming | 11HBE20 | Rural | N/A | 33kV | BARE CONDUCTOR | May, 2008 | ZUANGTUI | NO | N/A |  | 0 | 0 | WEST PHAILENG | 8787500761 | 9436144651 | SGIL | 37 | 2025-02-13 09:22 | N/A | N/A | MAMIT | WEST PHAILENG |  |  | POJECT CIRCLE - I | Mamit Power Division | MMPD01 | Mamit Power SD | 111 | ZUANGTUI | N/A | 0 | 0 | 0 | 0 | 0 | N/A | N/A | N/A | N/A | N/A | N/A | N/A | N/A | N/A | N/A | N/A | N/A | N/A | N/A | N/A | N/A | N/A |  | N/A | N/A
12HAS01 | 2025-03-12 | PEDM | 33/11 | N/A | 1x2.5, 1x1.6 | Theiriat | 12HAS01 | Rural | 2.35 | 33kV | BARE CONDUCTOR | December, 2001 | BUKPUI | NO | N/A | N/A | 0 | 0 | HNAHTHIAL | 9.36627e+009 | 9.36627e+009 | SGIL | 37 | 2025-03-12 08:03 | NO PANEL | N/A | HNAHTHIAL | HNAHTHIAL | N/A | N/A | LUNGLEI POWER CIRCLE | PMD-II | LLPM02 | Hnahthial Power SD | 121 | Hnahthial | HAS | 0 | 0 | 0 | 0 | 0 | NA | NA | NA | NA | N/A | N/A | N/A | N/A | N/A | N/A | N/A | N/A | N/A | N/A |  | N/A | N/A |  | N/A | N/A
12HAS02 | 2025-03-12 | PEDM | 33/11 | N/A | 1x2.5, 1x1.6 | S. Vanlaiphai | 12HAS02 | Rural | N/A | 33kV | BARE CONDUCTOR | December, 2001 | BUKPUI | NO | NO | N/A | 0 | 0 | HNAHTHIAL | 9.36627e+009 | 9.36627e+009 | SGIL | 37 | 2025-03-12 08:03 | NO METER | N/A | HNAHTHIAL | HNAHTHIAL | 22.974265 | 92.926126 | LUNGLEI POWER CIRCLE | PMD-II | LLPM02 | Hnahthial Power SD | 121 | Hnahthial | HAS | 0 | 0 | 0 | 0 | 0 | NA | NA | NA | NA | N/A | N/A | N/A | N/A | N/A | N/A | N/A | N/A | N/A | N/A |  | N/A | N/A |  | N/A | N/A
12HAS03 | 2025-02-20 | PEDM | 33/11 |  | 1x2.5, 1x1.6 | Hnahthial(N) | 12HAS03 | Urban | 5.2 | 11kV | BARE CONDUCTOR | December, 2001 | BUKPUI | Yes | Yes | 15077825 | 5 | 625 | HNAHTHIAL | 9366270844 | 8414899777 | SGIL | 67 | 2025-02-20 09:37 | OK |  | HNAHTHIAL | HNAHTHIAL | 22.973917 | 92.925233 | LUNGLEI POWER CIRCLE | PMD-II | LLPM02 | Hnahthial Power SD | 121 | Hnahthial | HAS | 640 | 0 | 0 | 0 | 5 | LnT Limited | 5-10A | CT | Yes | Yes | N/A | N/A | Yes | Yes | ABB INDIA LTD | 200A | GWP6 | 200-100/5+5A |  |  |  |  | /CTPTMeter/meter_image_1740024437207.jpg | Yes | Yes
12HAS04 | 2025-02-20 | PEDM | 33/11 |  | 1x2.5, 1x1.6 | Hnahthial(S) | 12HAS04 | Urban | 3.8 | 11kV | BARE CONDUCTOR | December, 2001 | BUKPUI | Yes | Yes | 15077853 | 13 | 1550 | HNAHTHIAL | 9366270844 | 8414899777 | SGIL | 67 | 2025-02-20 09:39 | OK |  | HNAHTHIAL | HNAHTHIAL | 22.973917 | 92.925233 | LUNGLEI POWER CIRCLE | PMD-II | LLPM02 | Hnahthial Power SD | 121 | Hnahthial | HAS | 1790 | 0 | 0 | 0 | 22 | LnT Limited | 5-10A | CT | Yes | Yes | N/A | N/A | Yes | Yes | ABB INDIA LTD | 200A | GWP6 | 200-100/5+5A |  |  |  |  | /CTPTMeter/meter_image_1740024536416.jpg | Yes | Yes
12HAS05 | 2025-02-20 | PEDM | 33/11 |  | 1x2.5, 1x1.6 | pangzawl | 12HAS05 | RURAL | 34 | 11kV | BARE CONDUCTOR | December, 2001 | BUKPUI | Yes | Yes | 15077841 | 20 | 888 | HNAHTHIAL | 9366270844 | 8414899777 | SGIL | 67 | 2025-02-20 09:41 | Ok |  | HNAHTHIAL | HNAHTHIAL | 22.973917 | 92.925233 | LUNGLEI POWER CIRCLE | PMD-II | LLPM02 | Hnahthial Power SD | 121 | Hnahthial | HAS | 1185 | 0 | 0 | 0 | 12 | LnT Limited | 5-10A | CT | Yes | Yes | N/A | N/A | Yes | Yes | ABB INDIA LTD | 200A | GWP6 | 200-100/5+5A |  |  |  |  | /CTPTMeter/meter_image_1740024641807.jpg | Yes | Yes
12HAS06 | 2025-02-20 | PEDM | 33/11 |  | 1x2.5, 1x1.6 | Aithur | 12HAS06 | Rural | 30 | 11kV | BARE CONDUCTOR | December, 2001 | BUKPUI | Yes | Yes | 15017721 | 7 | 188 | HNAHTHIAL | 9366270844 | 8414899777 | SGIL | 67 | 2025-02-20 09:42 | Ok |  | HNAHTHIAL | HNAHTHIAL | 22.973917 | 92.925233 | LUNGLEI POWER CIRCLE | PMD-II | LLPM02 | Hnahthial Power SD | 121 | Hnahthial | HAS | 226 | 0 | 0 | 0 | 5 | LnT Limited | 5-10A | CT | Yes | Yes | N/A | N/A | Yes | Yes | ABB INDIA LTD | 200A | GWP6 | 200-100/5+5A |  |  |  |  | /CTPTMeter/meter_image_1740024718936.jpg | Yes | Yes
12HAS07 | 2025-03-04 | PEDM | 0 | 0 | 0 | Leite | 12HAS07 | RURAL | 28.35 | 11kV | BARE CONDUCTOR | December, 2001 | BUKPUI | NO | N/A | N/A | 14 | 526 | HNAHTHIAL | 9.36627e+009 | 9.36627e+009 | SGIL | 37 | 2025-03-04 12:29 |  | N/A | HNAHTHIAL | HNAHTHIAL | N/A | N/A | LUNGLEI POWER CIRCLE | PMD-II | LLPM02 | Hnahthial Power SD | 121 | Hnahthial | HAS | 0 | 653 | 0 | 0 | 8 | N/A | N/A | N/A | N/A | N/A | N/A | N/A | N/A | N/A | N/A | N/A | N/A | N/A | N/A | N/A | N/A | N/A |  | N/A | N/A
12HAS20 | 2025-02-20 | PEDM | 33/11 |  | 1x2.5, 1x1.6 | Incoming | 12HAS20 | Urban | N/A | 33kV | BARE CONDUCTOR | December, 2001 | BUKPUI | Yes | Yes | 15111242 | 0 | 0 | HNAHTHIAL | 9366270844 | 8414899777 | SGIL | 67 | 2025-02-20 09:27 | OK |  | HNAHTHIAL | HNAHTHIAL | 22.973917 | 92.925233 | LUNGLEI POWER CIRCLE | PMD-II | LLPM02 | Hnahthial Power SD | 121 | Hnahthial | HAS | 0 | 0 | 0 | 0 | 0 | LnT Limited | 5-10A | CT | Yes | Yes | N/A | N/A | Yes | Yes | [8 empty] | /CTPTMeter/meter_image_1740023824962.jpg | Yes | Yes
12HAS21 | 2025-03-12 | PEDM | 33/11 | N/A | 1x2.5, 1x1.6 | Incoming (Theiriat) | 12HAS21 | Urban | N/A | 33kV | BARE CONDUCTOR | December, 2001 | BUKPUI | NO | NO | N/A | 0 | 0 | HNAHTHIAL | 9.36627e+009 | 9.36627e+009 | SGIL | 37 | 2025-03-12 08:03 | NO METER | N/A | HNAHTHIAL | HNAHTHIAL | 22.974272 | 92.92612 | LUNGLEI POWER CIRCLE | PMD-II | LLPM02 | Hnahthial Power SD | 121 | Hnahthial | HAS | 0 | 0 | 0 | 0 | 0 | NA | NA | NA | NA | N/A | N/A | N/A | N/A | N/A | N/A | N/A | N/A | N/A | N/A |  | N/A | N/A |  | N/A | N/A
12HBJ01 | 2025-02-27 | PEDM | 33/11 |  | 1x2.5 | Darzo | 12HBJ01 | Rural | 10.2 | 11kV | BARE CONDUCTOR | June, 2013 | HNAHTHIAL | Yes | Yes | WBBD8027 | 7 | 163 | HNAHTHIAL | 9366270844 | 8414899777 | SGIL | 67 | 2025-02-27 17:05 | OK |  | HNAHTHIAL | HNAHTHIAL | 22.803342 | 92.997868 | LUNGLEI POWER CIRCLE | PMD-II | LLPM02 | Hnahthial Power SD | 121 | S.Vanlaiphai | HBJ | 485 | 0 | 0 | 0 | 0 | Secure | 5-10A | CT | Yes | Yes | N/A | N/A | Yes | Yes | AREVA | 200A | GWP6 | 200-100/5+5A |  |  |  |  | /CTPTMeter/meter_image_1740656083547.jpg | Yes | Yes | Good | Airtel
12HBJ02 | 2025-02-27 | PEDM | 33/11 |  | 1x2.5 | S. Vanlaiphai | 12HBJ02 | Rural | N/A | 11kV | BARE CONDUCTOR | June, 2013 | HNAHTHIAL | Yes | Yes | WBBD8036 | 9 | 350 | HNAHTHIAL | 9366270844 | 8414899777 | SGIL | 67 | 2025-02-27 17:06 | OK |  | HNAHTHIAL | HNAHTHIAL | 22.803342 | 92.997868 | LUNGLEI POWER CIRCLE | PMD-II | LLPM02 | Hnahthial Power SD | 121 | S.Vanlaiphai | HBJ | 625 | 0 | 0 | 0 | 4 | Secure | 5-10A | CT | Yes | Yes | N/A | N/A | Yes | Yes | AREVA | 200A | GWP6 | 200-100/5+5A |  |  |  |  | /CTPTMeter/meter_image_1740656181481.jpg | Yes | Yes | Good | Airtel
12HBJ03 | 2025-03-04 | PEDM | 0 | 0 | 0 | Muallianpui | 12HBJ03 | Rural | 11 | 11kV | BARE CONDUCTOR | June, 2013 | HNAHTHIAL | NO | YES | WBBD8027 | 4 | 175 | HNAHTHIAL | 9.36627e+009 | 9.36627e+009 | SGIL | 37 | 2025-03-04 12:29 | SAME PANEL WITH DARZO(12HBJ01) | N/A | HNAHTHIAL | HNAHTHIAL | 22.806075 | 92.993756 | LUNGLEI POWER CIRCLE | PMD-II | LLPM02 | Hnahthial Power SD | 121 | S.Vanlaiphai | HBJ | 0 | 345 | 0 | 0 | 0 | SECURE | 5A | THREE PHASE FOUR WIRE | YES | YES | 500 | N/A | N/A | YES | AREVA | 15VA | GWP7 | 200-100/5+5A | AUDIOVISION | 12KV | PT-005 | 11KV/110V |  | YES | YES
12HBJ05 | 2025-02-27 | PEDM | 33/11 |  | 1x2.5 | Sangau | 12HBJ05 | Rural | N/A | 33kV | BARE CONDUCTOR | June, 2013 | HNAHTHIAL | Yes | Yes | WBBD8030 | 0 | 0 | HNAHTHIAL | 9366270844 | 8414899777 | SGIL | 67 | 2025-02-27 17:04 | OK |  | HNAHTHIAL | HNAHTHIAL | 22.803342 | 92.997868 | LUNGLEI POWER CIRCLE | PMD-II | LLPM02 | Hnahthial Power SD | 121 | S.Vanlaiphai | HBJ | 0 | 0 | 0 | 0 | 0 | Secure | 5-10A | CT | Yes | Yes | N/A | N/A | Yes | Yes | AREVA | 200A | GWP6 | 200-100/5+5A |  |  |  |  | /CTPTMeter/meter_image_1740656018692.jpg | Yes | Yes | Good | Airtel
12HBJ20 | 2025-02-27 | PEDM | 33/11 |  | 1x2.5 | Incoming | 12HBJ20 | Rural | N/A | 33kV | BARE CONDUCTOR | June, 2013 | HNAHTHIAL | Yes | Yes | WBBD8026 | 0 | 0 | HNAHTHIAL | 9366270844 | 8414899777 | SGIL | 67 | 2025-02-27 17:02 | OK |  | HNAHTHIAL | HNAHTHIAL | 22.803342 | 92.997868 | LUNGLEI POWER CIRCLE | PMD-II | LLPM02 | Hnahthial Power SD | 121 | S.Vanlaiphai | HBJ | 0 | 0 | 0 | 0 | 0 | Secure | 5-10A | CT | Yes | Yes | N/A | N/A | Yes | Yes | AREVA | 200A | GWP6 | 200-100/5+5A | AUDIOVISION |  | FIXED | 11000/110 V | /CTPTMeter/meter_image_1740655898199.jpg | Yes | Yes | Good | Airtel
12HBN01 | 2025-03-04 | PEDM |  | 2.5 |  | Sangau | 12HBN01 | Rural | 16 | 11kV | BARE CONDUCTOR | January, 2015 | #N/A | NO | N/A | N/A | 9 | 738 | SANGAU | 9.36627e+009 | 9.36627e+009 | SGIL | 37 | 2025-03-04 12:29 | BURNED OUT | N/A | LAWNGTLAI | SANGAU | N/A | N/A | LUNGLEI POWER CIRCLE | PMD-II | LLPM02 | Hnahthial Power SD | 121 | Sangau | HBN | 0 | 696 | 1 | 0 | 5 | N/A | N/A | N/A | N/A | N/A | N/A | N/A | N/A | N/A | N/A | N/A | N/A | N/A | N/A | N/A | N/A | N/A |  | N/A | N/A
12HBN02 | 2025-03-04 | PEDM | 0 | 0 | 0 | Cheural | 12HBN02 | Rural | 20.84 | 11kV | BARE CONDUCTOR | January, 2015 | #N/A | NO | N/A | N/A | 8 | 351 | SANGAU | 9.36627e+009 | 9.36627e+009 | SGIL | 37 | 2025-03-04 12:29 | BURNED OUT | N/A | LAWNGTLAI | SANGAU | N/A | N/A | LUNGLEI POWER CIRCLE | PMD-II | LLPM02 | Hnahthial Power SD | 121 | Sangau | HBN | 0 | 565 | 0 | 0 | 0 | N/A | N/A | N/A | N/A | N/A | N/A | N/A | N/A | N/A | N/A | N/A | N/A | N/A | N/A | N/A | N/A | N/A |  | N/A | N/A
12HBN03 | 2025-03-04 | PEDM | 0 | 0 | 0 | Thaltlang | 12HBN03 | Rural | 11.7 | 11kV | BARE CONDUCTOR | January, 2015 | #N/A | NO | N/A | N/A | 4 | 88 | SANGAU | 9.36627e+009 | 9.36627e+009 | SGIL | 37 | 2025-03-04 12:29 | BURNED OUT | N/A | LAWNGTLAI | SANGAU | N/A | N/A | LUNGLEI POWER CIRCLE | PMD-II | LLPM02 | Hnahthial Power SD | 121 | Sangau | HBN | 0 | 369 | 0 | 0 | 0 | N/A | N/A | N/A | N/A | N/A | N/A | N/A | N/A | N/A | N/A | N/A | N/A | N/A | N/A | N/A | N/A | N/A |  | N/A | N/A
14HAY01 | 2025-03-04 | PEDM |  | 4.75 |  | Zawlnuam | 14HAY01 | Urban | 59.4 | 11kV | BARE CONDUCTOR | February,1998 | BAIRABI | YES | YES | 11100225 | 27 | 2278 | BILKHAWTHLIR | 9.61203e+009 | 9.61203e+009 | SGIL | 37 | 2025-03-04 12:29 |  | N/A | KOLASIB | ZAWLNUAM |  |  | POJECT CIRCLE - I | Mamit Power Division | MMPD01 | Zawlnuam Power SD | 112 | Zamuang | HAY | 1135 | 0 | 0 | 0 | 4 | L&T | 5-10A | THREE PHASE FOUR WIRE | YES | YES | 5 | N/A | N/A | YES | AREVA | 15VA | GWP6 | 200-100/5+5A | AUDIOVISION | 12KV | PT-005 | 11KV/110V |  | YES | YES
14HAY02 | 2025-02-09 | PEDM | 33/11 |  | 1x3.15, 1x1.6 | Kawrthah | 14HAY02 | Rural | 123.47 | 11kV | BARE CONDUCTOR | February,1998 | BAIRABI | Yes | Yes | 11100193 | 46 | 3507 | BILKHAWTHLIR | 9612028916 | 9436144651 | SGIL | 37 | 2025-02-09 22:10 | OK |  | KOLASIB | BILKHAWTHLIR | 24.097305 | 92.396536 | POJECT CIRCLE - I | Mamit Power Division | MMPD01 | Zawlnuam Power SD | 112 | Zamuang | HAY | 3230 | 0 | 0 | 0 | 13 | NA | NA | NA | NA |  | N/A | N/A | N/A | N/A | N/A | N/A | N/A | N/A | N/A | N/A | N/A | N/A | N/A | N/A | N/A
14HAY03 | 2025-02-09 | PEDM | 33/11 |  | 1x3.15, 1x1.6 | Chuhvel | 14HAY03 | Rural | 34.45 | 11kV | BARE CONDUCTOR | February,1998 | BAIRABI | Yes | Yes | 15111380 | 10 | 538 | BILKHAWTHLIR | 9612028916 | 9436144651 | SGIL | 37 | 2025-02-09 22:15 | Ok |  | KOLASIB | BILKHAWTHLIR | 24.097305 | 92.396536 | POJECT CIRCLE - I | Mamit Power Division | MMPD01 | Zawlnuam Power SD | 112 | Zamuang | HAY | 410 | 0 | 0 | 0 | 5 | NA | NA | NA | NA |  | N/A | N/A | N/A | N/A | N/A | N/A | N/A | N/A | N/A | N/A | N/A | N/A | N/A | N/A | N/A
14HAY04 | 2025-02-09 | PEDM | 33/11 |  | 1x3.15, 1x1.6 | Hriphaw | 14HAY04 | Rural | 29 | 11kV | BARE CONDUCTOR | February,1998 | BAIRABI | Yes | Yes | 15111388 | 8 | 450 | BILKHAWTHLIR | 9612028916 | 9436144651 | SGIL | 37 | 2025-02-09 22:18 | OK |  | KOLASIB | BILKHAWTHLIR | 24.097305 | 92.396536 | POJECT CIRCLE - I | Mamit Power Division | MMPD01 | Zawlnuam Power SD | 112 | Zamuang | HAY | 294 | 0 | 0 | 0 | 2 | NA | NA | NA | NA |  | N/A | N/A | N/A | N/A | N/A | N/A | N/A | N/A | N/A | N/A | N/A | N/A | N/A | N/A | N/A
14HAY05 | 2025-02-09 | PEDM | 33/11 |  | 1x3.15, 1x1.6 | Zamuang | 14HAY05 | Rural | 8 | 11kV | BARE CONDUCTOR | February,1998 | BAIRABI | Yes | Yes | 15111388 | 6 | 375 | BILKHAWTHLIR | 9612028916 | 9436144651 | SGIL | 37 | 2025-02-09 22:21 | OK |  | KOLASIB | BILKHAWTHLIR | 24.097305 | 92.396536 | POJECT CIRCLE - I | Mamit Power Division | MMPD01 | Zawlnuam Power SD | 112 | Zamuang | HAY | 309 | 0 | 0 | 0 | 1 | NA | NA | NA | NA |  | N/A | N/A | N/A | N/A | N/A | N/A | N/A | N/A | N/A | N/A | N/A | N/A | N/A | N/A | N/A
14HAY20 | 2025-02-09 | PEDM | 33/11 |  | 1x3.15, 1x1.6 | Incoming | 14HAY20 | Rural | N/A | 33kV | BARE CONDUCTOR | February,1998 | BAIRABI | Yes | Yes | 15077866 | 0 | 0 | BILKHAWTHLIR | 9612028916 | 9436144651 | SGIL | 37 | 2025-02-09 21:55 | OK |  | KOLASIB | BILKHAWTHLIR | 24.097305 | 92.396536 | POJECT CIRCLE - I | Mamit Power Division | MMPD01 | Zawlnuam Power SD | 112 | Zamuang | HAY | 0 | 0 | 0 | 0 | 0 | NA | NA | NA | NA |  | N/A | N/A | N/A | N/A | N/A | N/A | N/A | N/A | N/A | N/A | N/A | N/A | N/A | N/A | N/A
17EC01 | 2025-01-25 | PEDM | 132/33 KV |  | 2x12.5 | ZMC | 17EC01 | Rural | 7.85 | 11kV | BARE CONDUCTOR | N/A | LOUNGMUAL | Yes | Yes | X1396058 | 11 | 2450.00 | AIBAWK | 8259030081 | 9436191751 | SGIL | 37 | 2025-01-25 15:40 | OKAY |  | Aizawl | Aizawl | 23.644170 | 92.735979 | AIZAWL POWER CIRCLE | REVENUE DIVISION | AZRD01 | RURAL SUB DIVISION AIZAWL | 107 | Melriat 33/11 | EC | 0 | 222 | 0 | 0 | 0 | HPL | 5-10A | CT | Yes | No |  |  | No | Yes | SCHNEIDER ELECTRIC | 200 | GWP-7 | 200-100/5 | N/A |  | N/A | N/A | /CTPTMeter/meter_image_1737799814136.jpg
17EC02 | 2025-01-25 | PEDM | 132/33 KV |  | 2x12.6 | Melriat | 17EC02 | Rural |  | 11kV | BARE CONDUCTOR |  | LOUNGMUAL | No | No | N/A | 7 | 2176.00 | AIBAWK | 8259030081 | 9436191751 | SGIL | 37 | 2025-01-25 15:51 | OK |  | Aizawl | Aizawl | 23.644170 | 92.735979 | AIZAWL POWER CIRCLE | REVENUE DIVISION | AZRD01 | RURAL SUB DIVISION AIZAWL | 107 | Melriat 33/11 | EC | 0 | 630 | 0 | 0 | 0 | HPL | NA | CT | Yes | No |  |  | No | Yes | SCHNEIDER ELECTRIC | 200 | GWP-7 | 200-100/5 | N/A |  | N/A | N/A | /CTPTMeter/meter_image_1737800478426.jpg
17HD04 | 2025-02-09 | PEDM | 33/11 | 12.6 | 2x6.3 MVA | LUNGLENG/REIEK | 17HD04 | Urban | 23.985 | 11kV | BARE CONDUCTOR | January, 1989 | Chawnpui | NO | YES | X1396061 | 21 | 2577 | TLANGNUAM | 8259030081 | 9436191751 | SGIL | 37 | 2025-02-09 17:03 |  | N/A | AIZAWL | TLANGNUAM | 23.7048 | 92.7056 | AIZAWL POWER CIRCLE | REVENUE DIVISION | AZRD01 | RURAL SUB DIVISION AIZAWL | 107 | Chawnpui | HD | 779 | 0 | 0 | 2 | 1 |  | N/A: 60.00; N/A: N/A; Yes: N/A
17HH01 | 2025-01-25 | PEDM | 132/33 KV |  | 1x2.5, 1X6.3 | Sairang | 17HH01 | Urban | 4.50 | 11kV | BARE CONDUCTOR | June, 2008 |  | Yes | Yes | MIZ01099 | 19 | 1150.00 | TLANGNUAM | 9436195389 | 9436191751 | SGIL | 37 | 2025-01-25 20:10 | OK |  | Aizawl | Aizawl | 23.811041 | 92.652089 | AIZAWL POWER CIRCLE | REVENUE DIVISION | AZRD01 | RURAL SUB DIVISION AIZAWL | 107 | Sairang | HH | 1461 | 0 | 0 | 0 | 0 | HPL | 5-10A | CT | Yes | Yes | 20.00 |  | Yes | Yes | SCHNEIDER ELECTRIC | 200A | GWP6 | 200-100/5 | AUDIOVISION |  | PT-005 | 11KV/110V | /CTPTMeter/meter_image_1737816041983.jpg
17HH03 | 2025-01-25 | PEDM | 132/33 KV |  | 1x2.5 | Sihhmui | 17HH03 | Urban | 27.72 | 11kV | BARE CONDUCTOR | June, 2008 | SINHUI | Yes | Yes | MIZ01097 | 19 | 3039.00 | TLANGNUAM | 9436195389 | 9436191751 | SGIL | 37 | 2025-01-25 20:19 | OK |  | Aizawl | Aizawl | 23.811041 | 92.652089 | AIZAWL POWER CIRCLE | REVENUE DIVISION | AZRD01 | RURAL SUB DIVISION AIZAWL | 107 | Sairang | HH | 360 | 0 | 8 | 0 | 0 | HPL | 5-10A | CT | Yes | Yes | 20.00 |  | Yes | Yes | SCHNEIDER ELECTRIC | 200A | GWP6 | 200-100/5 | AUDIOVISION |  | PT-005 | 11000/110V | /CTPTMeter/meter_image_1737816545345.jpg
17HH04 | 2025-01-25 | PEDM | 132/33 KV |  | 1x2.5, 1X6.3 | Khamrang | 17HH04 | Urban | 40.45 | 11kV | BARE CONDUCTOR | June, 2008 | SINHUI | Yes | Yes | MIZ01099 | 15 | 1364.00 | TLANGNUAM | 9436195389 | 9436191751 | SGIL | 37 | 2025-01-25 20:16 | OK |  | Aizawl | Aizawl | 23.811041 | 92.652089 | AIZAWL POWER CIRCLE | REVENUE DIVISION | AZRD01 | RURAL SUB DIVISION AIZAWL | 107 | Sairang | HH | 548 | 0 | 1 | 1 | 0 | HPL | 5-10A | CT | Yes | Yes | 20.00 |  | Yes | Yes | SCHNEIDER ELECTRIC | 200A | GWP6 | 200-100/5 | AUDIOVISION |  | PT-005 | 11KV/110V | /CTPTMeter/meter_image_1737816041983.jpg
17HK01 | 2025-02-09 | PEDM | 33/11 | 2.5 | 1x2.5 | Sialsuk | 17HK01 | Rural | 0 | 11kV | BARE CONDUCTOR | April, 2011 | Aibawk | NO | YES | 7354264 | 8 | 738 | TLANGNUAM | 9612191211 | 9436191751 | SGIL | 37 | 2025-02-09 17:03 |  | N/A | AIZAWL | AIBAWK | 23.4019 | 92.7476 | AIZAWL POWER CIRCLE | REVENUE DIVISION | AZRD01 | RURAL SUB DIVISION AIZAWL | 107 | Aibawk | HJ | 0 | 724 | 0 | 0 | 1 |  | N/A: 1000.00; N/A: N/A; Yes: N/A
17HK02 | 2025-01-25 | PEDM | 132/33 KV |  | 1x2.5 | Samlukhai | 17HK02 | Rural | 26.61 | 11kV | BARE CONDUCTOR | April, 2011 | AIBAWK | Yes | Yes | 07354248 | 17 | 978.00 | TLANGNUAM | 9612191211 | 9436191751 | SGIL | 37 | 2025-01-25 11:06 | OK |  | Aizawl | Aizawl | 23.401879 | 92.747558 | AIZAWL POWER CIRCLE | REVENUE DIVISION | AZRD01 | RURAL SUB DIVISION AIZAWL | 107 | Sialsuk | HJ | 0 | 1043 | 0 | 0 | 1 | HPL | 5 - 10 Amps | CT | Yes | Yes | 1000.00 |  | Yes | Yes | AREVA | 800 Amps | RESIN CAST | 200 - 100/5 | AUDIOVISION |  | PT 005 | 11KV/110V | /CTPTMeter/meter_image_1737783389064.jpg
17HK20 | 2025-02-09 | PEDM | 33/11 | 2.5 | 1x2.5 | Aibawk | 17HK20 | Rural | 0 | 33kV | BARE CONDUCTOR | April, 2011 | Aibawk | NO | NO | Not installed | 0 | 0 | TLANGNUAM | 9774396584 | 9436353096 | SGIL | 37 | 2025-02-09 17:03 |  | N/A | AIZAWL | AIBAWK | 23.4019 | 92.7476 | AIZAWL POWER CIRCLE | Generation Division | AZGD01 | Generation sub division |  | Aibawk | HJ | 0 | 0 | 0 | 0 | 0 |  | N/A: N/A; Yes: N/A
17HL01 | 2025-01-25 | PEDM | 132/33 KV |  | 1x2.5 | Local | 17HL01 | Rural | 9.04 | 11kV | BARE CONDUCTOR | April, 2011 |  | Yes | Yes | 06885167 | 10 | 1225.00 | AIBAWK | 9612191211 | 9436191751 | SGIL | 37 | 2025-01-25 14:15 | OK |  | Aizawl | Aizawl | 23.560879 | 92.708221 | AIZAWL POWER CIRCLE | REVENUE DIVISION | AZRD01 | RURAL SUB DIVISION AIZAWL | 107 | Aibawk | HK | 0 | 1072 | 0 | 0 | 1 | HPL | 5A | CT | Yes | Yes | 2000.00 |  | Yes | Yes | SERVO ELECTRICALS | 200 | EPOXY | 200-100/5 | CROMPTON GREAVES |  | N/A | 11000V/110V | /CTPTMeter/meter_image_1737794717970.jpg
17HL02 | 2025-01-25 | PEDM | 132/33 KV |  | 1x2.5 | Darlung | 17HL02 | Rural | 43.36 | 11kV | BARE CONDUCTOR | April, 2011 | AIBAWK | Yes | Yes | 06875193 | 10 | 551.00 | AIBAWK | 9612191211 | 9436191751 | SGIL | 37 | 2025-01-25 13:49 | OK |  | Aizawl | Aizawl | 23.560879 | 92.708221 | AIZAWL POWER CIRCLE | REVENUE DIVISION | AZRD01 | RURAL SUB DIVISION AIZAWL | 107 | Aibawk | HK | 0 | 549 | 0 | 0 | 0 | HPL | 5A | CT | No | Yes | 2000.00 |  | Yes | Yes | SERVO ELECTRICALS | 200 | EPOXY | 200-100/5 | CROMPTON GREAVES |  |  | 11000V/110V | /CTPTMeter/meter_image_1737793142926.jpg
17HL03 | 2025-01-25 | PEDM | 132/33 KV |  | 1x2.5 | Falkawn | 17HL03 | Rural | 29.59 | 11kV | BARE CONDUCTOR | April, 2011 | MELRIAT | Yes | Yes | 06885163 | 26 | 438.00 | AIBAWK | 8259030081 | 9436191751 | SGIL | 37 | 2025-01-25 13:34 | OK |  | Aizawl | Aizawl | 23.560879 | 92.708221 | AIZAWL POWER CIRCLE | REVENUE DIVISION | AZRD01 | RURAL SUB DIVISION AIZAWL | 107 | Aibawk | HK | 0 | 2297 | 0 | 0 | 1 | HPL | 5A | CT | No | Yes | 2000.00 |  | Yes | Yes | SERVO ELECTRICALS | 200 | EPOXY | 200-100/5 | CROMPTON GREAVES |  | N/A | 11000V/110V | /CTPTMeter/meter_image_1737792268978.jpg
17HL04 | 2025-02-09 | PEDM | 33/11 | 5 | 1x2.5 | Hmuifang/Thiak | 17HL04 | Rural | 39.225 | 11kV | BARE CONDUCTOR | April, 2011 | Melriat | NO | YES | 03DTR044 | 9 | 563 | TLANGNUAM | 9612191211 | 9436191751 | SGIL | 37 | 2025-02-09 17:03 |  | N/A | AIZAWL | AIBAWK | 23.5609 | 92.7082 | AIZAWL POWER CIRCLE | REVENUE DIVISION | AZRD01 | RURAL SUB DIVISION AIZAWL | 107 | Melriat | HK | 0 | 373 | 0 | 0 | 0 |  | N/A: 2000.00; N/A: N/A; Yes: N/A
20EK01 | 2025-03-04 | PEDM |  |  |  | KAWMZAWL | 20EK01 | Urban | 2.51 | 11KV | BARE CONDUCTOR | 0 | THEIRIAT | YES | N/A | N/A | 5 | 575 | LUNGLEI | 8.25887e+009 | 8.25887e+009 | SGIL | 37 | 2025-03-04 12:29 | HAS BEEN SHIFTED TO LUNGLEI S/S AND NO METER AVAILABLE | N/A | LUNGLEI | LUNGLEI | N/A | N/A | LUNGLEI POWER CIRCLE | PMD-I | LLPM01 | Distribution Sub Division | 202 | KAWMZAWL | EK | 502 | 0 | 4 | 0 | 1 | N/A | N/A | N/A | N/A | N/A | 20 | N/A | N/A | N/A | N/A | N/A | N/A | N/A | N/A | N/A | N/A | N/A |  | N/A | N/A
20EK03 | 2025-02-25 | PEDM | N/A |  | N/A | PHE | 20EK02 | Urban | N/A | N/A | BARE CONDUCTOR | N/A | THEIRIAT | Yes | Yes | IEM10003157A | 1 | 5000 | LUNGLEI | 8258866203 | 9436154040 | SGIL | 67 | 2025-02-25 10:52 | Ok |  | LUNGLEI | LUNGLEI | 22.941876 | 92.772052 | LUNGLEI POWER CIRCLE | PMD-I | LLPM01 | Distribution Sub Division | 202 | KAWMZAWL | EK | 0 | 0 | 0 | 0 | 1 | Genus | 5-10A | CT | Yes | Yes | N/A | N/A | Yes | Yes |  |  |  |  | SCHNEIDER ELECTRIC |  | FIXED | 11000/110 V | /CTPTMeter/meter_image_1740460914237.jpg | Yes | Yes | Good | Airtel
20HAX01 | 2025-03-12 | PEDM | 33/11 | N/A | 1x1.6 | Borapansuri | 20HAX01 | Rural | N/A | 33kV | BARE CONDUCTOR | 10.08.2008 | HNAHTHIAL | NO | YES | 16046520 | 23 | 802 | LUNGSEN | 8.97412e+009 | 8.97412e+009 | SGIL | 37 | 2025-03-12 08:03 |  | N/A | LUNGLEI | LUNGSEN | 22.916247 | 92.473739 | LUNGLEI POWER CIRCLE | PMD-II | LLPM02 | Lungsen Power SD | 205 | Tlabung | HAX | 0 | 0 | 0 | 0 | 0 | L&T | 5-10A | THREE PHASE FOUR WIRE | YES | YES | N/A | N/A | N/A | N/A | N/A | N/A | N/A | N/A | N/A |  | N/A | N/A |  | N/A | N/A
20HAX02 | 2025-02-24 | PEDM | 33/11 |  | 1x1.6 | Tiperaghat & Taplabhag | 20HAX02 | Rural | 73.05 | 11kV | BARE CONDUCTOR | 10.08.2008 | HNAHTHIAL | Yes | Yes | 15111246 | 16 | 1089 | LUNGSEN | 8974123801 | 8414899777 | SGIL | 67 | 2025-02-22 16:37 | OK |  | LUNGLEI | LUNGSEN | 22.91686494673353 | 92.4737960100174 | LUNGLEI POWER CIRCLE | PMD-II | LLPM02 | Lungsen Power SD | 205 | Tlabung | HAX | 568 | 0 | 0 | 0 | 0 | LnT Limited | 5-10A | CT | Yes | Yes | N/A | N/A | Yes | Yes | ABB INDIA LTD | 200A | GWP4 | 200-100/5+5A | hpl | 10 | hal | 12000 | /CTPTMeter/meter_image_1740372872945.jpg | Yes | Yes | Airtel, Signal Level: 3, Very Good | Airtel
20HAX03 | 2025-02-24 | PEDM | 33/11 |  | 1x1.6 | Zodin | 20HAX03 | Urban | 5.5 | 11kV | BARE CONDUCTOR | 10.08.2008 | HNAHTHIAL | Yes | Yes | XH422860 | 11 | 1163 | LUNGSEN | 8974123801 | 8414899777 | SGIL | 67 | 2025-02-24 10:31 | OK |  | LUNGLEI | LUNGSEN | 22.916872667059792 | 92.4738147854805 | LUNGLEI POWER CIRCLE | PMD-II | LLPM02 | Lungsen Power SD | 205 | Tlabung | HAX | 826 | 0 | 0 | 0 | 0 | Secure | 5-10A | CT | Yes | Yes | N/A | N/A | Yes | Yes | ERICON TRANSFORMER | 200A |  | 100-50/5+5A |  |  |  |  | /CTPTMeter/meter_image_1740373253558.jpg | Yes | Yes | Good | Airtel
20HAX04 | 2025-02-24 | PEDM | 33/11 |  | 1x1.6 | PHE | 20HAX04 | Rural | 15.3 | 11kV | BARE CONDUCTOR | 10.08.2008 | HNAHTHIAL | Yes | Yes | 15111198 | 1 | 100 | LUNGSEN | 8974123801 | 8414899777 | SGIL | 67 | 2025-02-24 10:33 | OK |  | LUNGLEI | LUNGSEN | 22.916983222083747 | 92.47377220541239 | LUNGLEI POWER CIRCLE | PMD-II | LLPM02 | Lungsen Power SD | 205 | Tlabung | HAX | 0 | 0 | 0 | 0 | 1 | LnT Limited | 5-10A | CT | Yes | Yes | N/A | N/A | Yes | Yes | ABB INDIA LTD | 200A |  | 200-100/5+5A |  |  |  |  | /CTPTMeter/meter_image_1740373374884.jpg | Yes | Yes | Good | Airtel
20HAX05 | 2025-02-24 | PEDM | 33/11 |  | 1x1.6 | CHAWILUNG&DIBLIBAGH | 20HAX05 | Rural | 134.54 | 11kV | BARE CONDUCTOR | 10.08.2008 | HNAHTHIAL | Yes | Yes | 16046520 | 14 | 113 | LUNGSEN | 8974123801 | 8414899777 | SGIL | 67 | 2025-02-24 10:35 | OK |  | LUNGLEI | LUNGSEN | 22.91690169548263 | 92.4737611413002 | LUNGLEI POWER CIRCLE | PMD-II | LLPM02 | Lungsen Power SD | 205 | Tlabung | HAX | 649 | 0 | 0 | 0 | 0 | LnT Limited | 5-10A | CT | Yes | Yes | N/A | N/A | Yes | Yes | ABB INDIA LTD | 200A |  | 200-100/5+5A | ABB INDIA LTD |  | FIXED | 11000/110 V | /CTPTMeter/meter_image_1740373516489.jpg | Yes | Yes | Good | Airtel
20HAX06 | 2025-02-24 | PEDM | 33/11 |  | 1x1.6 | Bazar | 20HAX06 | Urban | 3.5 | 11kV | BARE CONDUCTOR | 10.08.2008 | HNAHTHIAL | Yes | Yes | 15077890 | 8 | 1150 | LUNGSEN | 8974123801 | 8414899777 | SGIL | 67 | 2025-02-24 10:37 | OK |  | LUNGLEI | LUNGSEN | 22.916541 | 92.473879 | LUNGLEI POWER CIRCLE | PMD-II | LLPM02 | Lungsen Power SD | 205 | Tlabung | HAX | 926 | 0 | 0 | 0 | 0 | LnT Limited | 5-10A | CT | Yes | Yes | N/A | N/A | Yes | Yes | ABB INDIA LTD | 200A |  | 100-50/5+5A |  |  | FIXED | 11000/110 V | /CTPTMeter/meter_image_1740373625527.jpg | Yes | Yes | Good | Airtel
20HAX20 | 2025-02-24 | PEDM | 33/11 |  | 1x1.6 | Incoming | 20HAX20 | Rural | N/A | 33kV | BARE CONDUCTOR | 10.08.2008 | HNAHTHIAL | Yes | Yes | XH422853 | 0 | 0 | LUNGSEN | 8974123801 | 8414899777 | SGIL | 67 | 2025-02-24 10:28 | OK |  | LUNGLEI | LUNGSEN | 22.916918989008174 | 92.47374504804611 | LUNGLEI POWER CIRCLE | PMD-II | LLPM02 | Lungsen Power SD | 205 | Tlabung | HAX | 0 | 0 | 0 | 0 | 0 | Secure | 5-10A | CT | Yes | Yes | N/A | N/A | Yes | Yes |  |  |  |  | ECS |  | PT005 | 11000/110 V | /CTPTMeter/meter_image_1740373071776.jpg | Yes | Yes | Good | Airtel
20HBH01 | 2025-04-15 | PEDM | 33/11 |  | 1x1.6 | Mualthuam | 20HBH01 | Rural | 3 | 11kV | BARE CONDUCTOR | 14 December, 2019 | KAWMZAWL | Yes | Yes | 15007966 | 3 | 385 | LUNGLEI | 9436154433 | 8014341452 | SGIL | 67 | 2025-04-15 16:41 |  |  | LUNGLEI | LUNGLEI | 23.113126 | 92.743405 | LUNGLEI POWER CIRCLE | PMD-I | LLPM01 | Mualthuam Power SD | 204 | Mualthuam | HBH | 374 | 0 | 0 | 0 | 0 | Secure | 5-10A | HT | Yes | Yes | N/A | N/A | Yes | Yes | Ericon | 200A | GWP6 | 200-100/5+5A | Gemini Instratech Ltd | 11KV | Phase to Earth | 11000/110 V | /CTPTMeter/meter_image_1744715442628.jpg | Yes | Yes |  | Airtel
20HBH02 | 2025-02-25 | PEDM | 33/11 |  | 1x1.6 | Haulawng | 20HBH02 | Rural | 38.6 | 11kV | BARE CONDUCTOR | 14 December, 2019 | KAWMZAWL | Yes | Yes | 16046179 | 11 | 1226 | LUNGLEI | 9436154433 | 8014341452 | SGIL | 67 | 2025-02-25 13:13 | OK |  | LUNGLEI | LUNGLEI | 23.109924098626564 | 92.74577870965004 | LUNGLEI POWER CIRCLE | PMD-I | LLPM01 | Mualthuam Power SD | 204 | Mualthuam | HBH | 937 | 0 | 0 | 0 | 3 | LnT Limited | 5-10A | CT | Yes | Yes | N/A | N/A | Yes | Yes | ERICON TRANSFORMER | 200A | GWP6 | 200-100/5+5A |  |  |  |  | /CTPTMeter/meter_image_1740469346198.jpg | Yes | Yes | Good | Airtel
20HBH03 | 2025-02-25 | PEDM | 33/11 |  | 1x1.6 | Serte | 20HBH03 | Rural | 17 | 11kV | BARE CONDUCTOR | 14 December, 2019 | KAWMZAWL | Yes | Yes | 16046304 | 3 | 363 | LUNGLEI | 9436154433 | 8014341452 | SGIL | 67 | 2025-02-25 13:17 | OK |  | LUNGLEI | LUNGLEI | 23.109914230741385 | 92.74576932191849 | LUNGLEI POWER CIRCLE | PMD-I | LLPM01 | Mualthuam Power SD | 204 | Mualthuam | HBH | 256 | 0 | 0 | 0 | 1 | LnT Limited | 5-10A | CT | Yes | Yes | N/A | N/A | Yes | Yes | ABB INDIA LTD | 200A | GWP6 | 200-100/5+5A |  |  |  |  | /CTPTMeter/meter_image_1740469607486.jpg | Yes | Yes | Good | Airtel
20HBH04 | 2025-02-25 | PEDM | 33/11 |  | 1x1.6 | Sekhum | 20HBH04 | Rural | 13.2 | 11kV | BARE CONDUCTOR | 14 December, 2019 | KAWMZAWL | Yes | Yes | 16046459 | 4 | 351 | LUNGLEI | 9436154433 | 8014341452 | SGIL | 67 | 2025-02-25 13:18 | OK |  | LUNGLEI | LUNGLEI | 23.10991823956982 | 92.7457981556654 | LUNGLEI POWER CIRCLE | PMD-I | LLPM01 | Mualthuam Power SD | 204 | Mualthuam | HBH | 361 | 0 | 0 | 0 | 0 | LnT Limited | 5-10A | CT | Yes | Yes | N/A | N/A | Yes | Yes | ABB INDIA LTD | 200A | GWP6 | 200-100/5+5A |  |  |  |  | /CTPTMeter/meter_image_1740469703967.jpg | Yes | Yes | Good | Airtel
20HBH05 | 2025-02-25 | PEDM | 33/11 |  | 1x1.6 | Chhipphir | 20HBH05 | Rural | 26 | 11kV | BARE CONDUCTOR | 14 December, 2019 | KAWMZAWL | Yes | Yes | 16058982 | 5 | 713 | LUNGLEI | 9436154433 | 8014341452 | SGIL | 67 | 2025-02-25 13:20 | OK |  | LUNGLEI | LUNGLEI | 23.109919473055474 | 92.74577971547842 | LUNGLEI POWER CIRCLE | PMD-I | LLPM01 | Mualthuam Power SD | 204 | Mualthuam | HBH | 592 | 0 | 0 | 0 | 1 | LnT Limited | 5-10A | CT | Yes | Yes | N/A | N/A | Yes | Yes | ABB INDIA LTD | 200A | GWP6 | 200-100/5+5A |  |  |  |  | /CTPTMeter/meter_image_1740469783557.jpg | Yes | Yes | Good | Airtel
20HBH20 | 2025-02-25 | PEDM | 33/11 |  | 1x1.6 | incoming | 20HBH20 | Rural | N/A | 33kV | BARE CONDUCTOR | 14 December, 2019 | KAWMZAWL | Yes | Yes | 16046358 | 0 | 0 | LUNGLEI | 9436154433 | 8014341452 | SGIL | 67 | 2025-02-25 13:15 | OK |  | LUNGLEI | LUNGLEI | 23.113126 | 92.743405 | LUNGLEI POWER CIRCLE | PMD-I | LLPM01 | Mualthuam Power SD | 204 | Mualthuam | HBH | 0 | 0 | 0 | 0 | 0 | LnT Limited | 5-10A | CT | Yes | Yes | N/A | N/A | Yes | Yes | ABB INDIA LTD | 200A | GWP6 | 200-100/5+5A | GEMINI INSTRATECH LTD |  | PT005 | 11000/110 V | /CTPTMeter/meter_image_1740469481127.jpg | Yes | Yes | Good | Airtel
20HBI01 | 2025-02-23 | PEDM | 33/11 |  | 2x2.5 | Zawlpui & Phairuangkai | 20HBI01 | Rural | 141.34 | 11kV | BARE CONDUCTOR | January, 2009 | HNAHTHIAL | Yes | Yes | X1557158 | 12 | 1115 | LUNGSEN | 8730891017 | 8414899777 | SGIL | 67 | 2025-02-23 17:57 | OK |  | LUNGLEI | LUNGSEN | 22.880271529724403 | 92.58520055562258 | LUNGLEI POWER CIRCLE | PMD-II | LLPM02 | Lungsen Power SD | 205 | Lungsen | HBI | 698 | 0 | 0 | 0 | 0 | Secure | 5-10A | CT | Yes | No | N/A | N/A | Yes | Yes | AREVA | 800A | EPOXY CAST | 100-50/5+5A |  |  |  |  | /CTPTMeter/meter_image_1740313616153.jpg | Yes | Yes | Good | Airtel
20HBI02 | 2025-02-23 | PEDM | 33/11 |  | 2x2.5 | Lungsen | 20HBI02 | Rural | N/A | 11kV | BARE CONDUCTOR | January, 2009 | HNAHTHIAL | Yes | Yes | MIZ00753 | 16 | 600 | LUNGSEN | 8730891017 | 8414899777 | SGIL | 67 | 2025-02-23 17:59 | OK |  | LUNGLEI | LUNGSEN | 22.880416 | 92.585293 | LUNGLEI POWER CIRCLE | PMD-II | LLPM02 | Lungsen Power SD | 205 | Lungsen | HBI | 1320 | 0 | 0 | 0 | 0 | Secure | 5-10A | CT | Yes | No | N/A | N/A | Yes | Yes | [8 empty] | /CTPTMeter/meter_image_1740313755126.jpg | Yes | Yes | Good | Airtel
20HBI03 | 2025-02-23 | PEDM | 33/11 |  | 2x2.5 | Tuichawng & PHE | 20HBI03 | Rural | 92 | 11kV | BARE CONDUCTOR | January, 2009 | HNAHTHIAL | Yes | Yes | KAU02956 | 15 | 980 | LUNGSEN | 8730891017 | 8414899777 | SGIL | 67 | 2025-02-23 18:02 | OK |  | LUNGLEI | LUNGSEN | 22.880391999258702 | 92.58525118231773 | LUNGLEI POWER CIRCLE | PMD-II | LLPM02 | Lungsen Power SD | 205 | Lungsen | HBI | 798 | 0 | 0 | 0 | 1 | Secure | 5-10A | CT | Yes | No | N/A | N/A | Yes | Yes | AREVA | 800A | Epoxy cast | 50-25/5A |  |  |  |  | /CTPTMeter/meter_image_1740313912705.jpg | Yes | Yes | Good | Airtel
20HBI04 | 2025-02-23 | PEDM | 33/11 |  | 2x2.5 | Chawngte | 20HBI04 | Rural | N/A | 33kV | BARE CONDUCTOR | January, 2009 | HNAHTHIAL | Yes | Yes | 571116 | 1 | 1600 | LUNGSEN | 8730891017 | 8414899777 | SGIL | 67 | 2025-02-23 17:52 | OK |  | LUNGLEI | LUNGSEN | 22.880383350167495 | 92.58532024919987 | LUNGLEI POWER CIRCLE | PMD-II | LLPM02 | Lungsen Power SD | 205 | Lungsen | HBI | 0 | 0 | 0 | 0 | 0 | HPL OAKTER | 5-10A | CT | Yes | No | N/A | N/A | Yes | Yes | AREVA | 200A | GWP6 | 200-100/5+5A |  |  |  |  | /CTPTMeter/meter_image_1740313293332.jpg | Yes | Yes | Good | Airtel
20HBI05 | 2025-02-23 | PEDM | 33/11 |  | 2x2.5 | Tlabung | 20HBI05 | Rural | N/A | 33kV | BARE CONDUCTOR | January, 2009 | HNAHTHIAL | Yes | Yes | XG485598 | 1 | 3200 | LUNGSEN | 8730891017 | 8414899777 | SGIL | 67 | 2025-02-23 17:54 | OK |  | LUNGLEI | LUNGSEN | 22.880401575037606 | 92.58504632860422 | LUNGLEI POWER CIRCLE | PMD-II | LLPM02 | Lungsen Power SD | 205 | Lungsen | HBI | 0 | 0 | 0 | 0 | 0 | Genus | 5-10A | CT | Yes | Yes | N/A | N/A | Yes | Yes | [8 empty] | /CTPTMeter/meter_image_1740313450419.jpg | Yes | Yes | Good | Airtel
20HBI20 | 2025-02-23 | PEDM | 33/11 |  | 2x2.5 | Incoming | 20HBI20 | Rural | N/A | 33kV | BARE CONDUCTOR | January, 2009 | HNAHTHIAL | Yes | Yes | X1557160 | 1 | 2500 | LUNGSEN | 8730891017 | 8414899777 | SGIL | 67 | 2025-02-23 17:49 | OK |  | LUNGLEI | LUNGSEN | 22.88020233691791 | 92.58548185229301 | LUNGLEI POWER CIRCLE | PMD-II | LLPM02 | Lungsen Power SD | 205 | Lungsen | HBI | 0 | 0 | 0 | 0 | 0 | Secure | 5-10A | CT | Yes | No | N/A | N/A | Yes | Yes | SCHNEIDER ELECTRIC | 800A | Epoxy cast | 200-100/5+5A | SCHNEIDER ELECTRIC |  | FIXED | 11000/110 V | /CTPTMeter/meter_image_1740313130142.jpg | Yes | Yes | Good | Airtel
20HBK01 | 2025-02-24 | PEDM | 33/11 |  | 1x1.6 | Thualthu | 20HBK01 | Rural | 13.65 | 11kV | BARE CONDUCTOR | 13 December, 2019 | THEIRIAT | Yes | Yes | 16046341 | 10 | 514 | LUNGLEI | 9612310457 | 8414899777 | SGIL | 67 | 2025-02-24 18:15 | OK |  | LUNGLEI | LUNGLEI | 22.723091 | 92.83683 | LUNGLEI POWER CIRCLE | PMD-II | LLPM02 | Rural Sub Division Lunglei | 203 | Tawipui North-I | HBK | 595 | 0 | 0 | 0 | 6 | LnT Limited | 5-10A | CT | Yes | Yes | N/A | N/A | Yes | Yes | GEMINI INSTRATECH LTD | 200A | GWP6 | 200-100/5+5A |  |  |  |  | /CTPTMeter/meter_image_1740401128368.jpg | Yes | Yes | Good | Airtel
20HBK02 | 2025-02-24 | PEDM | 33/11 |  | 1x1.6 | Tawipui South | 20HBK02 | Rural | 14.25 | 11kV | BARE CONDUCTOR | 13 December, 2019 | THEIRIAT | Yes | Yes | 16046218 | 19 | 1079 | LUNGLEI | 9612310457 | 8414899777 | SGIL | 67 | 2025-02-24 18:17 | OK |  | LUNGLEI | LUNGLEI | 22.723091 | 92.83683 | LUNGLEI POWER CIRCLE | PMD-II | LLPM02 | Rural Sub Division Lunglei | 203 | Tawipui North-I | HBK | 1161 | 0 | 0 | 0 | 11 | LnT Limited | 5-10A | CT | Yes | Yes | N/A | N/A | Yes | Yes | GEMINI INSTRATECH LTD | 200A | GWP6 | 200-100/5+5A |  |  |  |  | /CTPTMeter/meter_image_1740401232762.jpg | Yes | Yes | Good | Airtel
20HBK20 | 2025-02-24 | PEDM | 33/11 |  | 1x1.6 | Incoming | 20HBK20 | Rural | N/A | 33kV | BARE CONDUCTOR | 13 December, 2019 | THEIRIAT | Yes | Yes | 16046539 | 0 | 0 | LUNGLEI | 9612310457 | 8414899777 | SGIL | 67 | 2025-02-24 18:13 | OK |  | LUNGLEI | LUNGLEI | 22.723091 | 92.83683 | LUNGLEI POWER CIRCLE | PMD-II | LLPM02 | Rural Sub Division Lunglei | 203 | Tawipui North-I | HBK | 0 | 0 | 0 | 0 | 0 | LnT Limited | 5-10A | CT | Yes | Yes | N/A | N/A | Yes | Yes | SCHNEIDER ELECTRIC | 200A | GWP6 | 400-200/5+5A | GEMINI INSTRATECH LTD |  | FIXED | 11000/110 V | /CTPTMeter/meter_image_1740400993369.jpg | Yes | Yes | Good | Airtel
20HBM01 | 2025-02-23 | PEDM | 33/11 |  | 1x2.5 | Saizawh | 20HBM01 | Rural | 31.35 | 11kV | BARE CONDUCTOR | July, 2013 | HNAHTHIAL | Yes | Yes | 07354134 | 0 | 2192 | LUNGSEN | 9612694068 | 8414899777 | SGIL | 67 | 2025-02-23 15:32 | OK |  | LUNGLEI | LUNGSEN | 22.622599817682012 | 92.64231853187084 | LUNGLEI POWER CIRCLE | PMD-II | LLPM02 | Lungsen Power SD | 205 | Chawngte | HBM | 0 | 0 | 0 | 0 | 0 | LnT Limited | 5-10A | CT | Yes | No | N/A | N/A | Yes | Yes | SCHNEIDER ELECTRIC | 800A | GWP6 | 200-100/5+5A |  |  |  |  | /CTPTMeter/meter_image_1740304935498.jpg | Yes | Yes | Good | Airtel
20HBM02 | 2025-02-23 | PEDM | 33/11 |  | 1x2.5 | Chawngte C | 20HBM02 | Rural | 39.56 | 11kV | BARE CONDUCTOR | July, 2013 | HNAHTHIAL | Yes | Yes | WBBD7820 | 15 | 838 | CHAWNGTE | 9612694068 | 8414899777 | SGIL | 67 | 2025-02-23 15:35 | OK |  | LUNGLEI | CHAWNGTE | 22.6226703789899 | 92.64198660850525 | LUNGLEI POWER CIRCLE | PMD-II | LLPM02 | Lungsen Power SD | 205 | Chawngte | HBM | 1324 | 0 | 0 | 0 | 0 | Secure | 5-10A | CT | Yes | No | N/A | N/A | Yes | Yes | SCHNEIDER ELECTRIC | 800A | GWP6 | 200-100/5+5A |  |  |  |  | /CTPTMeter/meter_image_1740305088734.jpg | Yes | Yes | Good | Airtel
20HBM03 | 2025-03-04 | PEDM | 0 | 0 | 0 | Chawngte L&P | 20HBM03 | Rural | 46.52 | 11kV | BARE CONDUCTOR | July, 2013 | HNAHTHIAL | NO | YES | WBBD7820 | 16 | 939 | CHAWNGTE | 9.61269e+009 | 9.61269e+009 | SGIL | 37 | 2025-03-04 12:29 | SAME PANEL WITH CHAWNGTE C (20HBM02) | N/A | LUNGLEI | LUNGSEN | 22.622692 | 92.641933 | LUNGLEI POWER CIRCLE | PMD-II | LLPM02 | Lungsen Power SD | 205 | Chawngte | HBM | 0 | 569 | 0 | 0 | 0 | SECURE | 5A | THREE PHASE FOUR WIRE | YES | YES | 2 | N/A | N/A | N/A | N/A | N/A | N/A | N/A | N/A | N/A | N/A | N/A |  | N/A | N/A
20HBM04 | 2025-02-23 | PEDM | 33/11 |  | 1x2.5 | Incoming | 20HBM04 | Rural | N/A | 11kV | BARE CONDUCTOR | July, 2013 | HNAHTHIAL | Yes | Yes | WBBD7810 | 0 | 0 | LUNGSEN | 9612694068 | 8414899777 | SGIL | 67 | 2025-02-22 17:14 | OK |  | LUNGLEI | LUNGSEN | 22.622892275498465 | 92.64203522354364 | LUNGLEI POWER CIRCLE | PMD-II | LLPM02 | Lungsen Power SD | 205 | Chawngte | HBM | 0 | 0 | 0 | 0 | 0 | Secure | 5-10A | CT | Yes | No | N/A | N/A | Yes | Yes | SCHNEIDER ELECTRIC | 800,A | GWP6 | 200-100/5+5A | SCHNEIDER ELECTRIC | 10 | hal | 12000 | /CTPTMeter/meter_image_1740304773688.jpg | Yes | Yes | Airtel, Signal Level: 3, Very Good | Airtel
20HJ01 | 2025-02-25 | PEDM | 33/11 |  | 2x6.3 | Salem | 20HJ01 | Urban | 5.78 | 11kV | BARE CONDUCTOR | March, 2012 | KHAWIVA | Yes | Yes | MIZ00991 | 7 | 2188 | LUNGLEI | 9612611753 | 9436154040 | SGIL | 67 | 2025-02-25 09:46 | OK |  | LUNGLEI | LUNGLEI | 22.890477700184487 | 92.7458206191659 | LUNGLEI POWER CIRCLE | PMD-I | LLPM01 | Revenue Sub Division | 201 | P&E Complex, Lunglei | HJ | 0 | 1445 | 30 | 0 | 0 | Secure | 5-10A | CT | Yes | Yes | N/A | N/A | Yes | Yes | AREVA | 800A | RESIN CAST | 200-100/5+5A |  |  |  |  | /CTPTMeter/meter_image_1740456934593.jpg | Yes | Yes | Good | Airtel
20HJ02 | 2025-02-24 | PEDM | 33/11 |  | 1x6.3 | Upper Chanmari | 20HJ02 | Urban | 7.897 | 11kV | BARE CONDUCTOR | September, 2008 | THEIRIAT | Yes | Yes | X2486401 | 4 | 775 | LUNGLEI | 9612611753 | 9436154040 | SGIL | 67 | 2025-02-24 14:56 | OK |  | LUNGLEI | LUNGLEI | 22.882209222880864 | 92.73801237344742 | LUNGLEI POWER CIRCLE | PMD-I | LLPM01 | Revenue Sub Division | 201 | Sazaikawn | HM | 0 | 335 | 3 | 0 | 0 | Secure | 5-10A | CT | Yes | Yes | N/A | N/A | Yes | Yes | SCHNEIDER ELECTRIC | 1250A | GWP6 | 600-300-150/5A |  |  |  |  | /CTPTMeter/meter_image_1740389139991.jpg | Yes | Yes | Good | Airtel
20HJ03 | 2025-02-25 | PEDM | 33/11 |  | 2x6.3 | Zotlang | 20HJ03 | Urban | 8.5 | 11kV | BARE CONDUCTOR | March, 2012 | KHAWIVA | Yes | Yes | MIZ01040 | 6 | 1300 | LUNGLEI | 9436147163 | 9436154040 | SGIL | 67 | 2025-02-25 09:34 | Ok |  | LUNGLEI | LUNGLEI | 22.890460712159996 | 92.74582162499428 | LUNGLEI POWER CIRCLE | PMD-I | LLPM01 | Revenue Sub Division | 201 | P&E Complex, Lunglei | HJ | 0 | 793 | 4 | 0 | 0 | Secure | 5-10A | CT | Yes | Yes | N/A | N/A | Yes | Only CT | AREVA | 800A | RESIN CAST | 200-100/5+5A |  |  |  |  | /CTPTMeter/meter_image_1740456222904.jpg | Yes | Yes | Good | Airtel
20HJ04 | 2025-02-25 | PEDM | 33/11 |  | 2x6.3 | Zohnuai | 20HJ04 | Urban | 6.5 | 11kV | BARE CONDUCTOR | March, 2012 | KHAWIVA | Yes | Yes | MIZ01039 | 17 | 2438 | LUNGLEI | 9436147163 | 9436154040 | SGIL | 67 | 2025-02-25 09:36 | OK |  | LUNGLEI | LUNGLEI | 22.890529590864283 | 92.74569623172283 | LUNGLEI POWER CIRCLE | PMD-I | LLPM01 | Revenue Sub Division | 201 | P&E Complex, Lunglei | HJ | 0 | 2057 | 17 | 0 | 0 | Secure | 5-10A | CT | Yes | Yes | N/A | N/A | Yes | Only CT | AREVA | 800A | RESIN CAST | 200-100/5+5A |  |  |  |  | /CTPTMeter/meter_image_1740456340005.jpg | Yes | Yes | Good | Airtel
20HJ05 | 2025-02-24 | PEDM | 33/11 |  | 1x6.3 | Lunglawn | 20HJ05 | Urban | 7.954 | 11kV | BARE CONDUCTOR | May, 2007 | KHAWIVA | Yes | Yes | MIZ00971 | 13 | 2688 | LUNGLEI | 9612611753 | 9436154040 | SGIL | 67 | 2025-02-24 16:22 | OK |  | LUNGLEI | LUNGLEI | 22.858185 | 92.789338 | LUNGLEI POWER CIRCLE | PMD-II | LLPM02 | Revenue Sub Division | 201 | Theiriat | HN | 0 | 1182 | 7 | 0 | 0 | Secure | 5-10A | CT | Yes | Yes | N/A | N/A | Yes | Yes | Crompton Greaves | 200A |  | 200-100/5+5A |  |  |  |  | /CTPTMeter/meter_image_1740394341240.jpg | Yes | Yes | Good | Airtel
20HJ06 | 2025-02-25 | PEDM | 33/11 |  | 2x6.3 | Bazar | 20HJ06 | Urban | 3.5 | 11kV | BARE CONDUCTOR | March, 2012 | KHAWIVA | Yes | Yes | MIZ01130 | 3 | 625 | LUNGLEI | 9436147163 | 9436154040 | SGIL | 67 | 2025-02-25 09:37 | OK |  | LUNGLEI | LUNGLEI | 22.890498085811057 | 92.74573747068644 | LUNGLEI POWER CIRCLE | PMD-I | LLPM01 | Revenue Sub Division | 201 | P&E Complex, Lunglei | HJ | 0 | 951 | 9 | 0 | 0 | Secure | 5-10A | CT | Yes | Yes | N/A | N/A | Yes | Yes | AREVA | 800A | RESIN CAST | 100-50/5+5A |  |  |  |  | /CTPTMeter/meter_image_1740456433934.jpg | Yes | Yes | Good | Airtel
20HJ07 | 2025-02-25 | PEDM | 33/11 |  | 2x6.3 | Saikuti | 20HJ07 | Urban | 2.12 | 11kV | BARE CONDUCTOR | March, 2012 | KHAWIVA | Yes | Yes | MIZ01128 | 3 | 1260 | LUNGLEI | 9436147163 | 9436154040 | SGIL | 67 | 2025-02-25 09:49 | OK |  | LUNGLEI | LUNGLEI | 22.89046 | 92.745861 | LUNGLEI POWER CIRCLE | PMD-I | LLPM01 | Revenue Sub Division | 201 | P&E Complex, Lunglei | HJ | 0 | 951 | 9 | 0 | 0 | Secure | 5-10A | CT | Yes | Yes | N/A | N/A | Yes | Yes | AREVA | 800A | RESIN CAST | 100-50/5+5A |  |  |  |  | /CTPTMeter/meter_image_1740457108710.jpg | Yes | Yes | Good | Airtel
20HJ08 | 2025-02-25 | PEDM | 33/11 |  | 2x6.3 | Civil | 20HJ08 | Urban | 2.5 | 11kV | BARE CONDUCTOR | March, 2012 | KHAWIVA | Yes | Yes | MIZ01008 | 8 | 1300 | LUNGLEI | 9612611753 | 9436154040 | SGIL | 67 | 2025-02-25 09:40 | OK |  | LUNGLEI | LUNGLEI | 22.89053206184855 | 92.74580016732216 | LUNGLEI POWER CIRCLE | PMD-I | LLPM01 | Revenue Sub Division | 201 | P&E Complex, Lunglei | HJ | 0 | 474 | 4 | 0 | 0 | Secure | 5-10A | CT | Yes | Yes | N/A | N/A | Yes | Yes | AREVA | 800A | RESIN cast | 200-100/5+5A |  |  |  |  | /CTPTMeter/meter_image_1740456590445.jpg | Yes | Yes | Good | Airtel
20HJ09 | 2025-02-25 | PEDM | 33/11 |  | 2x6.3 | Upper Venglai | 20HJ09 | Urban | 3.25 | 11kV | BARE CONDUCTOR | March, 2012 | KHAWIVA | Yes | Yes | MIZ01126 | 3 | 775 | LUNGLEI | 9612611753 | 9436154040 | SGIL | 67 | 2025-02-25 09:47 | OK |  | LUNGLEI | LUNGLEI | 22.890456696808435 | 92.74582497775555 | LUNGLEI POWER CIRCLE | PMD-I | LLPM01 | Revenue Sub Division | 201 | P&E Complex, Lunglei | HJ | 0 | 853 | 6 | 0 | 0 | Secure | 5-10A | CT | Yes | Yes | N/A | N/A | Yes | Yes | AREVA | 800A | RESIN CAST | 400-200/5+5A |  |  |  |  | /CTPTMeter/meter_image_1740457025302.jpg | Yes | Yes | Good | Airtel
20HJ10 | 2025-02-25 | PEDM | 33/11 |  | 2x6.3 | Farm Veng | 20HJ10 | Urban | 5.26 | 11kV | BARE CONDUCTOR | March, 2012 | KHAWIVA | Yes | Yes | MIZ00994 | 8 | 1850 | LUNGLEI | 9612611753 | 9436154040 | SGIL | 67 | 2025-02-25 09:44 | OK |  | LUNGLEI | LUNGLEI | 22.890497776937952 | 92.74574618786573 | LUNGLEI POWER CIRCLE | PMD-I | LLPM01 | Revenue Sub Division | 201 | P&E Complex, Lunglei | HJ | 0 | 1639 | 17 | 0 | 0 | Secure | 5-10A | CT | Yes | Yes | N/A | N/A | Yes | Yes | AREVA | 800A | RESIN CAST | 200-100/5+5A |  |  |  |  | /CTPTMeter/meter_image_1740456854407.jpg | Yes | Yes | Good | Airtel
20HJ11 | 2025-02-25 | PEDM | 33/11 |  | 2x6.3 | Christian Hospital | 20HJ11 | Urban | 6.65 | 11kV | BARE CONDUCTOR | March, 2012 | KHAWIVA | Yes | Yes | MIZ01039 | 0 | 350 | LUNGLEI | 9436147163 | 9436154040 | SGIL | 67 | 2025-02-25 09:43 | OK |  | LUNGLEI | LUNGLEI | 22.890561713656133 | 92.74588666856289 | LUNGLEI POWER CIRCLE | PMD-I | LLPM01 | Revenue Sub Division | 201 | P&E Complex, Lunglei | HJ | 0 | 0 | 0 | 0 | 0 | Secure | 5-10A | CT | Yes | Yes | N/A | N/A | Yes | Yes | AREVA | 800A | RESIN CAST | 200-100/5+5A |  |  |  |  | /CTPTMeter/meter_image_1740456776080.jpg | Yes | Yes | Good | Airtel
20HJ12 | 2025-03-12 | PEDM | 33/11 | N/A | 2x6.3 | CHHAWMDAWLNA | 20HJ12 | Urban | N/A | N/A | BARE CONDUCTOR | N/A | KHAWIVA | YES | NO | N/A | 1 | 25 | LUNGLEI | 9.43615e+009 | 9.43615e+009 | SGIL | 37 | 2025-03-12 08:03 | NO METER AND NO PANEL | N/A | LUNGLEI | LUNGLEI | N/A | N/A | LUNGLEI POWER CIRCLE | PMD-I | LLPM01 | Distribution Sub Division | 202 | P&E Complex, Lunglei | HJ | 1 | 21 | 0 | 0 | 0 | NA | NA | NA | NA | N/A | N/A | N/A | N/A | N/A | N/A | N/A | N/A | N/A | N/A |  | N/A | N/A |  | N/A | N/A
20HJ20 | 2025-02-25 | PEDM | 33/11 |  | 2x6.3 | Incoming | 20HJ20 | Urban | N/A | 33kV | BARE CONDUCTOR | March, 2012 | KHAWIVA | Yes | Yes | MIZ01037 | 0 | 12600 | LUNGLEI | 9436147163 | 9436154040 | SGIL | 67 | 2025-02-25 09:31 | OK |  | LUNGLEI | LUNGLEI | 22.890441870893987 | 92.74570629000664 | LUNGLEI POWER CIRCLE | PMD-I | LLPM01 | Revenue Sub Division | 201 | P&E Complex, Lunglei | HJ | 0 | 0 | 0 | 0 | 0 | Secure | 5-10A | CT | Yes | Yes | N/A | N/A | Yes | Only CT | AREVA | 800A | RESIN CAST | 400-200/5+5A | AUDIOVISION |  | FIXED | 11000/110 V | /CTPTMeter/meter_image_1740456063851.jpg | Yes | Yes | Good | Airtel
20HM01 | 2025-02-24 | PEDM | 33/11 |  | 1x6.3 | Rahsi Veng | 20HM01 | Urban | 5.66 | 11kV | BARE CONDUCTOR | September, 2008 | THEIRIAT | Yes | Yes | X2486406 | 11 | 1000 | LUNGLEI | 8258866203 | 9436154040 | SGIL | 67 | 2025-02-22 13:09 | OK |  | LUNGLEI | LUNGLEI | 22.882345753062985 | 92.73814748972654 | LUNGLEI POWER CIRCLE | PMD-I | LLPM01 | Distribution Sub Division | 202 | Sazaikawn | HM | 0 | 1622 | 8 | 0 | 1 | Secure | 5-10A | CT | Yes | Yes | 30 | N/A | Yes | Yes | SCHNEIDER ELECTRIC | 1250A | GWP6 | 600-300-150/5A | SPLASH | 1000 | PT005 | 2000/120V | /CTPTMeter/meter_image_1740388859270.jpg | Yes | Yes | Airtel, Signal Level: 4, Excellent | Airtel
20HM02 | 2025-02-24 | PEDM | 33/11 |  | 1x6.3 | Hauruang | 20HM02 | Rural | 24 | 11kV | BARE CONDUCTOR | September, 2008 | THEIRIAT | Yes | Yes | X2486400 | 10 | 275 | LUNGLEI | 8258866203 | 9436154040 | SGIL | 67 | 2025-02-24 14:48 | OK |  | LUNGLEI | LUNGLEI | 22.8823361774212 | 92.73823566734791 | LUNGLEI POWER CIRCLE | PMD-I | LLPM01 | Distribution Sub Division | 202 | Sazaikawn | HM | 588 | 0 | 1 | 0 | 1 | Secure | 5-10A | CT | Yes | Yes | N/A | N/A | Yes | Yes | SCHNEIDER ELECTRIC | 1250A | GWP6 | 600-300-150/5A | SCHNEIDER ELECTRIC |  |  |  | /CTPTMeter/meter_image_1740388676040.jpg | Yes | Yes | Good | Airtel
20HM03 | 2025-02-24 | PEDM | 33/11 |  | 1x6.3 | Vaisam | 20HM03 | Rural | 2.5 | 11kV | BARE CONDUCTOR | September, 2008 | THEIRIAT | Yes | Yes | X2486402 | 4 | 25 | LUNGLEI | 8258866203 | 9436154040 | SGIL | 67 | 2025-02-24 14:54 | OK |  | LUNGLEI | LUNGLEI | 22.882192542713458 | 92.73800030350685 | LUNGLEI POWER CIRCLE | PMD-I | LLPM01 | Distribution Sub Division | 202 | Sazaikawn | HM | 189 | 0 | 0 | 0 | 1 | Secure | 5-10A | CT | Yes | Yes | N/A | N/A | Yes | Yes | SCHNEIDER ELECTRIC | 1250A | GWP6 | 600-300-150/5A |  |  |  |  | /CTPTMeter/meter_image_1740389008221.jpg | Yes | Yes | Good | Airtel
20HM20 | 2025-02-24 | PEDM | 33/11 |  | 1x6.3 | Incoming | 20HM20 | Urban | N/A | 33kV | BARE CONDUCTOR | September, 2008 | THEIRIAT | Yes | Yes | X2486404 | 0 | 0 | LUNGLEI | 8258866203 | 9436154040 | SGIL | 67 | 2025-02-24 14:44 | OK |  | LUNGLEI | LUNGLEI | 22.882164433537817 | 92.7381344139576 | LUNGLEI POWER CIRCLE | PMD-I | LLPM01 | Distribution Sub Division | 202 | Sazaikawn | HM | 0 | 0 | 0 | 0 | 0 | Secure | 5-10A | CT | Yes | Yes | N/A | N/A | Yes | Yes | SCHNEIDER ELECTRIC | 1250A6 | GWP6 | 600-300-150/5A | SCHNEIDER ELECTRIC |  | FIXED | 11000/110 V | /CTPTMeter/meter_image_1740388404235.jpg | Yes | Yes | Good | Airtel
20HM21 | 2025-03-12 | PEDM | 33/11 | N/A | 1x6.3 | Lungsen | 20HM21 | Rural | N/A | 33kV | BARE CONDUCTOR | September, 2008 | THEIRIAT | NO | NO | N/A | 0 | 0 | LUNGLEI | 8.25887e+009 | 8.25887e+009 | SGIL | 37 | 2025-03-12 08:03 | NO METER AND NO PANEL | N/A | LUNGLEI | LUNGLEI | N/A | N/A | LUNGLEI POWER CIRCLE | PMD-I | LLPM01 | Distribution Sub Division | 202 | Sazaikawn | HM | 0 | 0 | 0 | 0 | 0 | NA | NA | NA | NA | N/A | N/A | N/A | N/A | N/A | N/A | N/A | N/A | N/A | N/A |  | N/A | N/A |  | N/A | N/A
20HN01 | 2025-02-24 | PEDM | 33/11 |  | 1x6.3 | Theiriat | 20HN01 | Urban | 2.35 | 11kV | BARE CONDUCTOR | May, 2007 | KHAWIVA | Yes | Yes | MIZ00973 | 11 | 1063 | LUNGLEI | 9862042812 | 8414899777 | SGIL | 67 | 2025-02-24 16:19 | OK |  | LUNGLEI | LUNGLEI | 22.858185 | 92.789338 | LUNGLEI POWER CIRCLE | PMD-II | LLPM02 | Rural Sub Division Lunglei | 203 | Theiriat | HN | 0 | 692 | 0 | 0 | 6 | Secure | 5-10A | CT | Yes | No | N/A | N/A | Yes | Yes | Crompton Greaves | 200A |  | 200-100/5+5A |  |  |  |  | /CTPTMeter/meter_image_1740394122965.jpg | Yes | Yes | Good | Airtel
20HN02 | 2025-02-24 | PEDM | 33/11 |  | 1x6.3 | Zobawk | 20HN02 | Rural | 7.9 | 11kV | BARE CONDUCTOR | May, 2007 | KHAWIVA | Yes | Yes | MIZ01095 | 20 | 1376 | LUNGLEI | 9862042812 | 8414899777 | SGIL | 67 | 2025-02-24 16:17 | OK |  | LUNGLEI | LUNGLEI | 22.858185 | 92.789338 | LUNGLEI POWER CIRCLE | PMD-II | LLPM02 | Rural Sub Division Lunglei | 203 | Theiriat | HN | 1465 | 0 | 0 | 0 | 15 | Secure | 5-10A | CT | Yes | No | N/A | N/A | Yes | Yes | Crompton Greaves | 200A |  | 200-100/5+5A |  |  |  |  | /CTPTMeter/meter_image_1740394044245.jpg | Yes | Yes | Good | Airtel
20HN03 | 2025-02-24 | PEDM | 33/11 |  | 1x6.3 | Bualte | 20HN03 | Rural | 10.25 | 11kV | BARE CONDUCTOR | May, 2007 | KHAWIVA | Yes | Yes | MIZ00972 | 9 | 301 | LUNGLEI | 9862042812 | 8414899777 | SGIL | 67 | 2025-02-24 16:16 | OK |  | LUNGLEI | LUNGLEI | 22.858185 | 92.789338 | LUNGLEI POWER CIRCLE | PMD-II | LLPM02 | Rural Sub Division Lunglei | 203 | Theiriat | HN | 251 | 0 | 0 | 0 | 6 | Secure | 5-10A | CT | Yes | No | N/A | N/A | Yes | Yes | Crompton Greaves | 200A |  | 200-100/5+5A |  |  |  |  | /CTPTMeter/meter_image_1740393946810.jpg | Yes | Yes | Good | Airtel
20HN20 | 2025-02-24 | PEDM | 33/11 |  | 1x6.3 | Incoming | 20HN20 | Urban | N/A | 33kV | BARE CONDUCTOR | May, 2007 | KHAWIVA | Yes | Yes | MIZ01038 | 0 | 0 | LUNGLEI | 9862042812 | 8414899777 | SGIL | 67 | 2025-02-24 16:05 | OK |  | LUNGLEI | LUNGLEI | 22.858185 | 92.789338 | LUNGLEI POWER CIRCLE | PMD-I | LLPM01 | Rural Sub Division Lunglei | 203 | Theiriat | HN | 0 | 0 | 0 | 0 | 0 | Secure | 5-10A | CT | Yes | Yes | N/A | N/A | Yes | Yes | CROMPTON GREAVES | 200A | GWP6 | 400-200/5+5A | SCHNEIDER ELECTRIC |  | PT005 | 11000/110 V | /CTPTMeter/meter_image_1740393269485.jpg | Yes | Yes | Good | Airtel
20HN21 | 2025-02-24 | PEDM | 33/11 |  | 1x6.3 | Hnahthial | 20HN21 | Rural | N/A | 33kV | BARE CONDUCTOR | May, 2007 | KHAWIVA | Yes | Yes | IEM10003135A | 0 | 0 | LUNGLEI | 9862042812 | 8414899777 | SGIL | 67 | 2025-02-24 16:07 | OK |  | LUNGLEI | LUNGLEI | 22.858185 | 92.789338 | LUNGLEI POWER CIRCLE | PMD-II | LLPM02 | Rural Sub Division Lunglei | 203 | Theiriat | HN | 0 | 0 | 0 | 0 | 0 | Genus | 5-10A | CT | Yes | Yes | N/A | N/A | Yes | Yes | [8 empty] | /CTPTMeter/meter_image_1740393411150.jpg | Yes | Yes | Good | Airtel
20HN22 | 2025-02-24 | PEDM | 33/11 |  | 1x6.3 | Tawipui | 20HN22 | Rural | N/A | 33kV | BARE CONDUCTOR | May, 2007 | KHAWIVA | Yes | Yes | XB440810 | 0 | 0 | LUNGLEI | 9862042812 | 8414899777 | SGIL | 67 | 2025-02-24 16:09 | OK |  | LUNGLEI | LUNGLEI | 22.858185 | 92.789338 | LUNGLEI POWER CIRCLE | PMD-II | LLPM02 | Rural Sub Division Lunglei | 203 | Theiriat | HN | 0 | 0 | 0 | 0 | 0 | Secure | 5-10A | CT | Yes | Yes | N/A | N/A | Yes | Yes | [8 empty] | /CTPTMeter/meter_image_1740393548039.jpg | Yes | Yes | Good | Airtel
30HAR01 | 2025-02-21 | PEDM | 33/11 |  | 2x2.5 | new siaha | 30HAR01 | Urban | 2.3 | 11kV | BARE CONDUCTOR | N/A | MEISATLA | Yes | Yes | XF412135 | 4 | 838 | SIAHA | 9862543521 | 9436143784 | SGIL | 67 | 2025-02-21 11:01 | OK |  | SAIHA | SIAHA | 22.488491 | 92.978149 | LUNGLEI POWER CIRCLE | Saiha Power Division | SHPD01 | Saiha Power SD | 301 | Power House | HAR | 0 | 674 | 0 | 0 | 0 | Secure | 5-10A | CT | Yes | Yes | N/A | N/A | Yes | Yes | PASCAL | 200A | EPOXY CAST | 200-100/5+5A |  |  |  |  | /CTPTMeter/meter_image_1740115818386.jpg | Yes | Yes | Good | Airtel
30HAR02 | 2025-02-21 | PEDM | 33/11 |  | 2x2.5 | Saiha tlang kawn | 30HAR02 | Urban | 7.56 | 11kV | BARE CONDUCTOR | N/A | MEISATLA | Yes | Yes | XF412134 | 7 | 738 | SIAHA | 9862543521 | 9436143784 | SGIL | 67 | 2025-02-21 10:59 | OK |  | SAIHA | SIAHA | 22.488491 | 92.978149 | LUNGLEI POWER CIRCLE | Saiha Power Division | SHPD01 | Saiha Power SD | 301 | Power House | HAR | 0 | 814 | 0 | 0 | 0 | Secure | 5-10A | CT | Yes | Yes | N/A | N/A | Yes | Yes | PASCAL | 200A | EPOXY CAST | 200-100/5+5A |  |  |  |  | /CTPTMeter/meter_image_1740115702102.jpg | Yes | Yes | Good | Airtel
30HAR03 | 2025-02-21 | PEDM | 33/11 |  | 2x2.5 | Mrp | 30HAR03 | Urban | 3.56 | 11kV | BARE CONDUCTOR | N/A | MEISATLA | Yes | Yes | XF412131 | 11 | 1293 | SIAHA | 9862543521 | 9436143784 | SGIL | 67 | 2025-02-21 11:03 | OK |  | SAIHA | SIAHA | 22.488491 | 92.978149 | LUNGLEI POWER CIRCLE | Saiha Power Division | SHPD01 | Saiha Power SD | 301 | Power House | HAR | 0 | 456 | 0 | 0 | 0 | Secure | 5-10A | CT | Yes | Yes | N/A | N/A | Yes | Yes | PASCAL | 200A | EPOXY CAST | 200-100/5+5A |  |  |  |  | /CTPTMeter/meter_image_1740115950308.jpg | Yes | Yes | Good | Airtel
30HAR04 | 2025-02-21 | PEDM | 33/11 |  | 2x2.5 | medical | 30HAR04 | Urban | 7.5 | 11kV | BARE CONDUCTOR | N/A | MEISATLA | Yes | Yes | XF412133 | 2 | 200 | SIAHA | 9862543521 | 9436143784 | SGIL | 67 | 2025-02-21 11:10 |  |  | SAIHA | SIAHA | 22.488491 | 92.978149 | LUNGLEI POWER CIRCLE | Saiha Power Division | SHPD01 | Saiha Power SD | 301 | Power House | HAR | 0 | 455 | 0 | 0 | 0 | Genus | NA | CT | Yes | Yes | N/A | N/A | Yes | Yes | PASCAL | 200A | EPOXY CAST | 200-100/5+5A |  |  |  |  | /CTPTMeter/meter_image_1740116387214.jpg | Yes | Yes | Good | Airtel
30HAR05 | 2025-02-21 | PEDM | 33/11 |  | 2x2.5 | circuit | 30HAR05 | Urban | 3.12 | 11kV | BARE CONDUCTOR | N/A | MEISATLA | Yes | Yes | XF412130 | 5 | 225 | SIAHA | 9862543521 | 9436143784 | SGIL | 67 | 2025-02-21 11:05 | OK |  | SAIHA | SIAHA | 22.488491 | 92.978149 | LUNGLEI POWER CIRCLE | Saiha Power Division | SHPD01 | Saiha Power SD | 301 | Power House | HAR | 0 | 356 | 0 | 0 | 0 | Secure | 5-10A | CT | Yes | Yes | N/A | N/A | Yes | Yes | PASCAL | 200A | EPOXY CAST | 200-100/5+5A |  |  |  |  | /CTPTMeter/meter_image_1740116076265.jpg | Yes | Yes | Good | Airtel
30HAR06 | 2025-02-21 | PEDM | 33/11 |  | 2x2.5 | exchange | 30HAR06 | Urban | 4.5 | 11kV | BARE CONDUCTOR | N/A | MEISATLA | Yes | Yes | XF412132 | 7 | 10 | SIAHA | 9862543521 | 9436143784 | SGIL | 67 | 2025-02-21 11:07 | OK |  | SAIHA | SIAHA | 22.488491 | 92.978149 | LUNGLEI POWER CIRCLE | Saiha Power Division | SHPD01 | Saiha Power SD | 301 | Power House | HAR | 0 | 459 | 0 | 0 | 0 | Secure | 5-10A | CT | Yes | Yes | N/A | N/A | Yes | Yes | PASCAL | 200A | EPOXY CAST | 200-100/5+5A |  |  |  |  | /CTPTMeter/meter_image_1740116185561.jpg | Yes | Yes | Good | Airtel
30HAR20 | 2025-02-21 | PEDM | 33/11 |  | 2x2.5 | Incoming | 30HAR20 | Urban | N/A | 33kV | BARE CONDUCTOR | N/A | MEISATLA | Yes | Yes | XF412128 | 0 | 0 | SIAHA | 9862543521 | 9436143784 | SGIL | 67 | 2025-02-21 10:56 | OK |  | SAIHA | SIAHA | 22.488491 | 92.978149 | LUNGLEI POWER CIRCLE | Saiha Power Division | SHPD01 | Saiha Power SD | 301 | Power House | HAR | 0 | 0 | 0 | 0 | 0 | Secure | 5-10A | CT | Yes | Yes | N/A | N/A | Yes | Yes | PASCAL |  | EPOXY CAST | 600-300/5A | AUDIOVISION |  | PT005 | 11000/110 V | /CTPTMeter/meter_image_1740115536496.jpg | Yes | Yes | Good | Airtel
30HBL01 | 2025-02-21 | PEDM | 33/11 |  | 1x1.6 | Serkawr | 30HBL01 | Rural | 75.69 | 11kV | BARE CONDUCTOR | Febuary, 1999 | MEISATLA | Yes | Yes | 15077897 | 11 | 513 | TUIPANG | 8131059806 | 9436143784 | SGIL | 67 | 2025-02-21 15:45 | OK |  | SAIHA | TUIPANG | 22.316008 | 93.025397 | LUNGLEI POWER CIRCLE | Saiha Power Division | SHPD01 | Tuipang V Power SD | 302 | Tuipang V | HBL | 154 | 0 | 0 | 0 | 0 | LnT Limited | 5-10A | CT | Yes | Yes | N/A | N/A | Yes | Yes | ABB INDIA LTD | 200A | GWP6 | 200-100/5+5A |  |  |  |  | /CTPTMeter/meter_image_1740132868371.jpg | Yes | Yes | Good | Airtel
30HBL02 | 2025-02-21 | PEDM | 33/11 |  | 1x1.6 | Tuipang Venglai | 30HBL02 | Rural | 3.5 | 11kV | BARE CONDUCTOR | Febuary, 1999 | MEISATLA | Yes | Yes | 15111250 | 7 | 413 | TUIPANG | 8131059806 | 9436143784 | SGIL | 67 | 2025-02-21 15:46 | OK |  | SAIHA | TUIPANG | 22.316008 | 93.025397 | LUNGLEI POWER CIRCLE | Saiha Power Division | SHPD01 | Tuipang V Power SD | 302 | Tuipang V | HBL | 563 | 0 | 0 | 0 | 0 | LnT Limited | 5-10A | CT | Yes | Yes | N/A | N/A | Yes | Yes | ABB INDIA LTD | 200A | GWP6 | 200-100/5+5A |  |  |  |  | /CTPTMeter/meter_image_1740132969829.jpg | Yes | Yes | Good | Airtel
30HBL03 | 2025-02-21 | PEDM | 33/11 |  | 1x1.6 | Zawngling | 30HBL03 | Rural | 42.5 | 11kV | BARE CONDUCTOR | Febuary, 1999 | MEISATLA | Yes | Yes | 15077897 | 12 | 1016 | TUIPANG | 8131059806 | 9436143784 | SGIL | 67 | 2025-02-21 15:48 | OK |  | SAIHA | TUIPANG | 22.316008 | 93.025397 | LUNGLEI POWER CIRCLE | Saiha Power Division | SHPD01 | Tuipang V Power SD | 302 | Tuipang V | HBL | 465 | 0 | 0 | 0 | 0 | LnT Limited | 5-10A | CT | Yes | Yes | N/A | N/A | Yes | Yes | ABB INDIA LTD | 200A | GWP6 | 200-100/5+5A |  |  |  |  | /CTPTMeter/meter_image_1740132868371.jpg | Yes | Yes | Good | Airtel
30HBL04 | 2025-02-21 | PEDM | 33/11 |  | 1x1.6 | Maubawk | 30HBL04 | Rural | 15.2 | 11kV | BARE CONDUCTOR | Febuary, 1999 | MEISATLA | Yes | Yes | 15017734 | 13 | 463 | TUIPANG | 8131059806 | 9436143784 | SGIL | 67 | 2025-02-21 15:49 | OK |  | SAIHA | TUIPANG | 22.316008 | 93.025397 | LUNGLEI POWER CIRCLE | Saiha Power Division | SHPD01 | Tuipang V Power SD | 302 | Tuipang V | HBL | 341 | 0 | 0 | 0 | 0 | LnT Limited | 5-10A | CT | Yes | Yes | N/A | N/A | Yes | Yes | ABB INDIA LTD | 200A | GWP6 | 200-100/5+5A |  |  |  |  | /CTPTMeter/meter_image_1740133143379.jpg | Yes | Yes | Good | Airtel
30HBL05 | 2025-02-21 | PEDM | 33/11 |  | 1x1.6 | Dairy Veng | 30HBL05 | Rural | 4.5 | 11kV | BARE CONDUCTOR | Febuary, 1999 | MEISATLA | Yes | Yes | 15111337 | 6 | 275 | TUIPANG | 8131059806 | 9436143784 | SGIL | 67 | 2025-02-21 15:50 | OK |  | SAIHA | TUIPANG | 22.316008 | 93.025397 | LUNGLEI POWER CIRCLE | Saiha Power Division | SHPD01 | Tuipang V Power SD | 302 | Tuipang V | HBL | 278 | 0 | 0 | 0 | 0 | LnT Limited | 5-10A | CT | Yes | Yes | N/A | N/A | Yes | Yes | ABB INDIA LTD | 200A | GWP6 | 200-100/5+5A |  |  |  |  | /CTPTMeter/meter_image_1740133219194.jpg | Yes | Yes | Good | Airtel
30HBL06 | 2025-02-21 | PEDM | 33/11 |  | 1x1.6 | Tuipanglui SHP | 30HBL06 | Rural | N/A | 33kV | BARE CONDUCTOR | Febuary, 1999 | MEISATLA | Yes | Yes | IEM10003165A | 0 | 0 | TUIPANG | 8131059806 | 9436143784 | SGIL | 67 | 2025-02-21 15:52 | OK |  | SAIHA | TUIPANG | 22.316008 | 93.025397 | LUNGLEI POWER CIRCLE | Saiha Power Division | SHPD01 | Tuipang V Power SD | 302 | Tuipang V | HBL | 0 | 0 | 0 | 0 | 0 | Genus | 5-10A | CT | Yes | Yes | N/A | N/A | Yes | Yes | [8 empty] | /CTPTMeter/meter_image_1740133331298.jpg | Yes | Yes | Good | Airtel
30HBL07 | 2025-02-21 | PEDM | 33/11 |  | 1x1.6 | Phura | 30HBL07 | Rural | N/A | 33kV | BARE CONDUCTOR | Febuary, 1999 | MEISATLA | Yes | Yes | IEM10003136A | 0 | 0 | TUIPANG | 8131059806 | 9436143784 | SGIL | 67 | 2025-02-21 15:54 | OK |  | SAIHA | TUIPANG | 22.316008 | 93.025397 | LUNGLEI POWER CIRCLE | Saiha Power Division | SHPD01 | Tuipang V Power SD | 302 | Tuipang V | HBL | 0 | 0 | 0 | 0 | 0 | Genus | 5-10A | CT | Yes | Yes | N/A | N/A | Yes | Yes | [8 empty] | /CTPTMeter/meter_image_1740133427144.jpg | Yes | Yes | Good | Airtel
30HBL08 | 2025-03-12 | PEDM | 33/11 | N/A | 1x1.6 | PHE | 30HBL08 | Rural | 15.3 | 33kV | BARE CONDUCTOR | Febuary, 1999 | MEISATLA | NO | YES | IEM10003134A | 0 | 0 | TUIPANG | 8.13106e+009 | 8.13106e+009 | SGIL | 37 | 2025-03-12 08:03 |  | N/A | SAIHA | TUIPANG | 22.309245 | 93.027084 | LUNGLEI POWER CIRCLE | Saiha Power Division | SHPD01 | Tuipang V Power SD | 302 | Tuipang V | HBL | 0 | 0 | 0 | 0 | 0 | GENUS | 2A | THREE PHASE FOUR WIRE | YES | YES | N/A | N/A | N/A | N/A | N/A | N/A | N/A | N/A | N/A |  | N/A | N/A |  | N/A | N/A
30HBL20 | 2025-02-21 | PEDM | 33/11 |  | 1x1.6 | Incoming | 30HBL20 | Rural | N/A | 33kV | BARE CONDUCTOR | Febuary, 1999 | MEISATLA | Yes | Yes | 15077901 | 0 | 0 | TUIPANG | 8131059806 | 9436143784 | SGIL | 67 | 2025-02-21 15:42 | OK |  | SAIHA | TUIPANG | 22.316008 | 93.025397 | LUNGLEI POWER CIRCLE | Saiha Power Division | SHPD01 | Tuipang V Power SD | 302 | Tuipang V | HBL | 0 | 0 | 0 | 0 | 0 | LnT Limited | 5-10A | CT | Yes | Yes | N/A | N/A | Yes | Yes | SCHNEIDER ELECTRIC | 200A | GWP6 | 400-200/5+5A | SCHNEIDER ELECTRIC |  | FIXED | 11000/110 V | /CTPTMeter/meter_image_1740132741745.jpg | Yes | Yes | Good | Airtel
30HU01 | 2025-02-21 | PEDM | 33/11 |  | 1x2.5, 1x3.5 | Power house | 30HU01 | Urban | N/A | 11kV | BARE CONDUCTOR | August, 1995 | CHAWNHU | Yes | Yes | 12080870 | 5 | 350 | SIAHA | 9862543521 | 9436143784 | SGIL | 67 | 2025-02-21 12:50 | OK |  | SAIHA | SIAHA | 22.503516 | 92.965013 | LUNGLEI POWER CIRCLE | Saiha Power Division | SHPD01 | Saiha Power SD | 301 | Meisatla | HU | 0 | 872 | 0 | 0 | 0 | LnT Limited | 5-10A | CT | Yes | Yes | N/A | N/A | Yes | Yes | SCHNEIDER ELECTRIC | 200A | GWP6 | 100-50/5+5A |  |  |  |  | /CTPTMeter/meter_image_1740122417951.jpg | Yes | Yes | Good | Airtel
30HU02 | 2025-02-21 | PEDM | 33/11 |  | 1x2.5, 1x3.5 | College Veng | 30HU02 | Urban | 17.6 | 11kV | BARE CONDUCTOR | August, 1995 | CHAWNHU | Yes | Yes | MIZ01079 | 14 | 1801 | SIAHA | 9862543521 | 9436143784 | SGIL | 67 | 2025-02-21 12:53 | OK |  | SAIHA | SIAHA | 22.503516 | 92.965013 | LUNGLEI POWER CIRCLE | Saiha Power Division | SHPD01 | Saiha Power SD | 301 | Meisatla | HU | 0 | 1276 | 0 | 0 | 0 | Secure | 5-10A | CT | Yes | No | N/A | N/A | Yes | Yes | SCHNEIDER ELECTRIC | 200A | GWP6 | 100-50/5+5A | SPLASH |  |  |  | /CTPTMeter/meter_image_1740122559594.jpg | Yes | Yes | Good | Airtel
30HU03 | 2025-02-21 | PEDM | 33/11 |  | 1x2.5, 1x3.5 | Bazar | 30HU03 | Urban | 3.5 | 11kV | BARE CONDUCTOR | August, 1995 | CHAWNHU | Yes | Yes | MIZ01079 | 8 | 1663 | SIAHA | 9862543521 | 9436143784 | SGIL | 67 | 2025-02-21 12:56 | OK |  | SAIHA | SIAHA | 22.503516 | 92.965013 | LUNGLEI POWER CIRCLE | Saiha Power Division | SHPD01 | Saiha Power SD | 301 | Meisatla | HU | 0 | 942 | 0 | 0 | 0 | Secure | 5-10A | CT | Yes | No | N/A | N/A | Yes | Yes | SCHNEIDER ELECTRIC | 200A | GWP6 | 100-50/5+5A | SPLASH |  |  |  | /CTPTMeter/meter_image_1740122559594.jpg | Yes | Yes | Good | Airtel
30HU04 | 2025-02-21 | PEDM | 33/11 |  | 1x2.5, 1x3.5 | Rowmibawk | 30HU04 | Rural | 10.54 | 11kV | BARE CONDUCTOR | August, 1995 | CHAWNHU | Yes | Yes | 12080870 | 9 | 414 | SIAHA | 9862543521 | 9436143784 | SGIL | 67 | 2025-02-21 12:58 | ok |  | SAIHA | SIAHA | 22.503516 | 92.965013 | LUNGLEI POWER CIRCLE | Saiha Power Division | SHPD01 | Saiha Power SD | 301 | Meisatla | HU | 0 | 633 | 0 | 0 | 0 | LnT Limited | 5-10A | CT | Yes | Yes | N/A | N/A | Yes | Yes | SCHNEIDER ELECTRIC | 200A | GWP6 | 100-50/5+5A |  |  |  |  | /CTPTMeter/meter_image_1740122417951.jpg | Yes | Yes | Good | Airtel
30HU20 | 2025-02-21 | PEDM | 33/11 |  | 1x2.5, 1x3.5 | Incoming | 30HU20 | Urban | N/A | 33kV | BARE CONDUCTOR | August, 1995 | CHAWNHU | Yes | Yes | X2407701 | 0 | 3500 | SIAHA | 9862543521 | 9436143784 | SGIL | 67 | 2025-02-21 12:36 | OK |  | SAIHA | SIAHA | 22.503516 | 92.965013 | LUNGLEI POWER CIRCLE | Saiha Power Division | SHPD01 | Saiha Power SD | 301 | Meisatla | HU | 0 | 0 | 0 | 0 | 0 | Secure | 5-10A | CT | Yes | Yes | N/A | N/A | Yes | Yes | SCHNEIDER ELECTRIC | 200A | GWP6 | 600-300/5A | SCHNEIDER ELECTRIC |  | FIXED | 11000/110 V | /CTPTMeter/meter_image_1740121523130.jpg | Yes | Yes | Good | Airtel
30HU21 | 2025-02-21 | PEDM | 33/11 |  | 1x2.5, 1x3.5 | PHE | 30HU21 | Rural | 15.3 | 33kV | BARE CONDUCTOR | August, 1995 | CHAWNHU | Yes | Yes | Y0344589 | 1 | 1600 | SIAHA | 9862543521 | 9436143784 | SGIL | 67 | 2025-02-21 12:37 | OK |  | SAIHA | SIAHA | 22.503516 | 92.965013 | LUNGLEI POWER CIRCLE | Saiha Power Division | SHPD01 | Saiha Power SD | 301 | Meisatla | HU | 0 | 0 | 0 | 0 | 0 | Secure | 5-10A | CT | Yes | Yes | N/A | N/A | Yes | Yes | [8 empty] | /CTPTMeter/meter_image_1740121636656.jpg | Yes | Yes | Good | Airtel
30HU22 | 2025-02-21 | PEDM | 33/11 |  | 1x2.5, 1x3.5 | tuipang | 30HU22 | Rural | N/A | 33kV | BARE CONDUCTOR | August, 1995 | CHAWNHU | Yes | Yes | 15086384 | 0 | 0 | SIAHA | 9862543521 | 9436143784 | SGIL | 67 | 2025-02-21 12:40 | OK |  | SAIHA | SIAHA | 22.503516 | 92.965013 | LUNGLEI POWER CIRCLE | Saiha Power Division | SHPD01 | Saiha Power SD | 301 | Meisatla | HU | 0 | 0 | 0 | 0 | 0 | LnT Limited | 5-10A | CT | Yes | Yes | N/A | N/A | Yes | Yes | [8 empty] | /CTPTMeter/meter_image_1740121785610.jpg | Yes | Yes | Good | Airtel
30HU23 | 2025-02-21 | PEDM | 33/11 |  | 1x2.5, 1x3.5 | bualpui | 30HU23 | Rural | 8.9 | 33kV | BARE CONDUCTOR | August, 1995 | CHAWNHU | Yes | Yes | XB440812 | 0 | 2500 | SIAHA | 9862543521 | 9436143784 | SGIL | 67 | 2025-02-21 12:43 | OK |  | SAIHA | SIAHA | 22.503516 | 92.965013 | LUNGLEI POWER CIRCLE | Saiha Power Division | SHPD01 | Saiha Power SD | 301 | Meisatla | HU | 0 | 0 | 0 | 0 | 0 | Secure | 5-10A | CT | Yes | Yes | N/A | N/A | Yes | Yes | [8 empty] | /CTPTMeter/meter_image_1740122002856.jpg | Yes | Yes | Good | Airtel
30HU24 | 2025-02-21 | PEDM | 33/11 |  | 1x2.5, 1x3.5 | power house | 30HU24 | Urban | N/A | 33kV | BARE CONDUCTOR | August, 1995 | CHAWNHU | Yes | Yes | XF | 0 | 5000 | SIAHA | 9862543521 | 9436143784 | SGIL | 67 | 2025-02-21 12:45 | OK |  | SAIHA | SIAHA | 22.503516 | 92.965013 | LUNGLEI POWER CIRCLE | Saiha Power Division | SHPD01 | Saiha Power SD | 301 | Meisatla | HU | 0 | 0 | 0 | 0 | 0 | Secure | 5-10A | CT | Yes | Yes | N/A | N/A | Yes | Yes | [8 empty] | /CTPTMeter/meter_image_1740122102564.jpg | Yes | Yes | Good | Airtel
30HV01 | 2025-02-22 | PEDM | 33/11 |  | 1x1.6 | Phura | 30HV01 | Rural | N/A | 11kV | BARE CONDUCTOR | 12 December, 2019 | MEISATLA | Yes | Yes | 16046466 | 13 | 288 | SIAHA | 8131059806 | 9436143784 | SGIL | 67 | 2025-02-22 08:34 |  |  | SAIHA | SIAHA | 22.232239 | 92.914736 | LUNGLEI POWER CIRCLE | Saiha Power Division | SHPD01 | Tuipang V Power SD | 302 | Phura | HV | 415 | 0 | 0 | 0 | 0 | LnT Limited | NA | CT | Yes | Yes | N/A | N/A | Yes | Yes | ABB | 200-100/5+5A | GWP6 | 200-100/5+5A |  |  | FIXED | 11000/110 V | /CTPTMeter/meter_image_1740193420911.jpg | Yes | Yes | Good | Airtel
30HV02 | 2025-02-22 | PEDM | 33/11 |  | 1x1.6 | Lawngban | 30HV02 | Rural | 45.2 | 11kV | BARE CONDUCTOR | 12 December, 2019 | MEISATLA | Yes | Yes | 16046518 | 15 | 201 | SIAHA | 8131059806 | 9436143784 | SGIL | 67 | 2025-02-22 08:37 |  |  | SAIHA | SIAHA | 22.232239 | 92.914736 | LUNGLEI POWER CIRCLE | Saiha Power Division | SHPD01 | Tuipang V Power SD | 302 | Phura | HV | 345 | 0 | 0 | 0 | 0 | LnT Limited | NA | CT | Yes | Yes | N/A | N/A | Yes | Yes | ABB | 200-100/5+5A | GWP6 | 200-100/5+5A |  |  | FIXED | 11000/110 V | /CTPTMeter/meter_image_1740193644339.jpg | Yes | Yes | Good | Airtel
30HV03 | 2025-02-22 | PEDM | 33/11 |  | 1x1.6 | Vahai | 30HV03 | Rural | 65.23 | 11kV | BARE CONDUCTOR | 12 December, 2019 | MEISATLA | Yes | Yes | 16046252 | 11 | 790 | SIAHA | 8131059806 | 9436143784 | SGIL | 67 | 2025-02-22 08:46 |  |  | SAIHA | SIAHA | 22.232239 | 92.914736 | LUNGLEI POWER CIRCLE | Saiha Power Division | SHPD01 | Tuipang V Power SD | 302 | Phura | HV | 345 | 0 | 0 | 0 | 0 | LnT Limited | NA | CT | Yes | Yes | N/A | N/A | Yes | Yes | ABB | 200-100/5+5A | GWP6 | 200-100/5+5A |  |  | FIXED | 11000/110 V | /CTPTMeter/meter_image_1740194173831.jpg | Yes | Yes | Good | Airtel
30HV20 | 2025-02-22 | PEDM | 33/11 |  | 1x1.6 | Incomer | 30HV20 | Rural | N/A | 33kV | BARE CONDUCTOR | 12 December, 2019 | MEISATLA | Yes | Yes | 16046400 |  | 0 | SIAHA | 8131059806 | 9436143784 | SGIL | 67 | 2025-02-22 08:27 | Accessibility is Bad |  | SAIHA | SIAHA | 22.232239 | 92.914736 | LUNGLEI POWER CIRCLE | Saiha Power Division | SHPD01 | Tuipang V Power SD | 302 | Phura | HV | 0 | 0 | 0 | 0 | 0 | LnT Limited | NA | CT | Yes | Yes | N/A | N/A | Yes | Yes | ABB | 400-200/5+5A | GWP6 | 400-200/5+5A | Gemini Infratech | 110V/RT3/110V/RT3/110V/RT3-110V/3 | FIXED | 11000/110 V | /CTPTMeter/meter_image_1740192997802.jpg | Yes | Yes | Airtel, Signal Level: 2, Good | Airtel
40HA001 |  | PEDM | #N/A | #N/A | #N/A | INCOMING | 40HA001 | #N/A | #N/A | #N/A | #N/A | #N/A | #N/A | #N/A | YES |  |  |  | #N/A |  |  | SGIL | 37 | 2025-02-19 13:22 |  | #N/A | CHAMPHAI | #N/A | 23.7006 | 93.3833 | #N/A | #N/A | #N/A | #N/A |  | HNAHLAN | #N/A | [5 empty] | SECURE | 10A | THREE PHASE FOUR WIRE | YES | YES | #N/A | N/A | N/A | [5 empty] | CROMPTON GREAVES | 100/1.0 |  | 11KV/110V
40HA002 |  | PEDM | #N/A | #N/A | #N/A | HNAHLAN | 40HA002 | #N/A | #N/A | #N/A | #N/A | #N/A | #N/A | #N/A | YES |  |  |  | #N/A |  |  | SGIL | 37 | 2025-02-19 13:22 |  | #N/A | CHAMPHAI | #N/A | 23.7006 | 93.3833 | #N/A | #N/A | #N/A | #N/A |  | HNAHLAN | #N/A | [5 empty] | SECURE | 10A | THREE PHASE FOUR WIRE | YES | YES | #N/A | N/A | N/A |  | CROMPTON GREAVES | 200A |  | 200-100/5+5A
40HA003 |  | PEDM | #N/A | #N/A | #N/A | TUALCHENG | 40HA003 | #N/A | #N/A | #N/A | #N/A | #N/A | #N/A | #N/A | YES |  |  |  | #N/A |  |  | SGIL | 37 | 2025-02-19 13:22 |  | #N/A | CHAMPHAI | #N/A | 23.7006 | 93.3833 | #N/A | #N/A | #N/A | #N/A |  | HNAHLAN | #N/A | [5 empty] | SECURE | 10A | THREE PHASE FOUR WIRE | YES | YES | #N/A | N/A | N/A |  | CROMPTON GREAVES | 200A |  | 200-100/5+5A
40HA004 |  | PEDM | #N/A | #N/A | #N/A | KHUANGPHAH | 40HA004 | #N/A | #N/A | #N/A | #N/A | #N/A | #N/A | #N/A | N/A |  |  |  | #N/A |  |  | SGIL | 37 | 2025-02-19 13:22 |  | #N/A | CHAMPHAI | #N/A |  |  | #N/A | #N/A | #N/A | #N/A |  | HNAHLAN | #N/A | [6 empty] | N/A N/A N/A N/A: #N/A; N/A N/A N/A N/A: N/A; Yes Yes Yes Yes: N/A; ABB ABB ABB ABB: CROMPTON GREAVES | 200A |  | 200-100/5+5A
40HP01 | 2025-02-11 | PEDM | 33/11 |  | 1x6.3 | Electric | 40HP01 | Urban | 2.75 | 11kV | BARE CONDUCTOR | 09.11.2005 | KEIFANGTLANG | Yes | Yes | X0334722 | 7 | 776 | CHAMPHAI | 8415065565 | 9436155301 | SGIL | 37 | 2025-02-11 11:28 | OK |  | CHAMPHAI | CHAMPHAI | 23.474078555610024 | 93.32960911095142 | CHAMPHAI POWER CIRCLE | Power project Division | CHPD01 | Power Sub Division | 401 | Lower Champhai | HP | 0 | 1158 | 16 | 2 | 0 | NA | NA | NA | NA |  | N/A | N/A | N/A | N/A | N/A | N/A | N/A | N/A | N/A | N/A | N/A | N/A | N/A | N/A | N/A
40HP02 | 2025-02-11 | PEDM | 33/11 |  | 1x6.3 | Mualkawi | 40HP02 | Urban | 41.3 | 11kV | BARE CONDUCTOR | 09.11.2005 | KEIFANGTLANG | Yes | Yes | MIZ00958 | 16 | 1177 | CHAMPHAI | 8415065565 | 9436155301 | SGIL | 37 | 2025-02-11 11:25 | Ok |  | CHAMPHAI | CHAMPHAI | 23.474107463314258 | 93.32975596189499 | CHAMPHAI POWER CIRCLE | Power project Division | CHPD01 | Power Sub Division | 401 | Lower Champhai | HP | 0 | 1665 | 4 | 0 | 1 | NA | NA | NA | NA |  | N/A | N/A | N/A | N/A | N/A | N/A | N/A | N/A | N/A | N/A | N/A | N/A | N/A | N/A | N/A
40HP03 | 2025-02-11 | PEDM | 33/11 |  | 1x6.3 | Tuipui MHP | 40HP03 | Urban | 35.16 | 11kV | BARE CONDUCTOR | 09.11.2005 | KEIFANGTLANG | Yes | Yes | 07006791 | 1 | 25 | CHAMPHAI | 8415065565 | 9436155301 | SGIL | 37 | 2025-02-11 11:23 | OK |  | CHAMPHAI | CHAMPHAI | 23.47408624382985 | 93.32919269800186 | CHAMPHAI POWER CIRCLE | Power project Division | CHPD01 | Power Sub Division | 401 | Lower Champhai | HP | 0 | 0 | 0 | 0 | 0 | NA | NA | NA | NA |  | N/A | N/A | N/A | N/A | N/A | N/A | N/A | N/A | N/A | N/A | N/A | N/A | N/A | N/A | N/A
40HP04 | 2025-02-11 | PEDM | 33/11 |  | 1x6.3 | Ruantlang | 40HP04 | Urban | 12.47 | 11kV | BARE CONDUCTOR | 09.11.2005 | KEIFANGTLANG | Yes | Yes | MIZ01124 | 22 | 2239 | CHAMPHAI | 8415065565 | 9436155301 | SGIL | 37 | 2025-02-11 11:20 | OK |  | CHAMPHAI | CHAMPHAI | 23.474084091128343 | 93.32919873297215 | CHAMPHAI POWER CIRCLE | Power project Division | CHPD01 | Power Sub Division | 401 | Lower Champhai | HP | 0 | 1130 | 22 | 21 | 2 | NA | NA | NA | NA |  | N/A | N/A | N/A | N/A | N/A | N/A | N/A | N/A | N/A | N/A | N/A | N/A | N/A | N/A | N/A
40HP06 | 2025-02-11 | PEDM | 33/11 |  | 1x6.3 | Venglai | 40HP06 | Urban | 5.75 | 11kV | BARE CONDUCTOR | 09.11.2005 | KEIFANGTLANG | Yes | Yes | MIZ01125 | 9 | 1963 | CHAMPHAI | 8415065565 | 9436155301 | SGIL | 37 | 2025-02-11 11:15 | OK |  | CHAMPHAI | CHAMPHAI | 23.474005671263775 | 93.3291196078062 | CHAMPHAI POWER CIRCLE | Power project Division | CHPD01 | Power Sub Division | 401 | Lower Champhai | HP | 0 | 2098 | 30 | 0 | 0 | NA | NA | NA | NA |  | N/A | N/A | N/A | N/A | N/A | N/A | N/A | N/A | N/A | N/A | N/A | N/A | N/A | N/A | N/A
40HP07 | 2025-02-10 | PEDM | 33/11 |  | 1x2.5 | Lower Champhai | 40HP07 | Urban | N/A | 33kV | BARE CONDUCTOR | N/A | KEIFANGTLANG | Yes | Yes | IEM10003150A | 0 | 0 | CHAMPHAI | 8415065565 | 9436155301 | SGIL | 37 | 2025-02-10 18:42 | OK |  | CHAMPHAI | CHAMPHAI | 23.491632 | 93.311182 | CHAMPHAI POWER CIRCLE | Power project Division | CHPD01 | Power Sub Division | 401 | Keifangtlang | HQ | 0 | 0 | 0 | 0 | 0 | NA | NA | NA | NA |  | N/A | N/A | N/A | N/A | N/A | N/A | N/A | N/A | N/A | N/A | N/A | N/A | N/A | N/A | N/A
40HP20 | 2025-03-12 | PEDM | 33/11 | N/A | 1x6.3 | Incoming (from keifangtlang) | 40HP20 | Urban | N/A | 33kV | BARE CONDUCTOR | 09.11.2005 | KEIFANGTLANG | YES | YES | 7006740 | 0 | 0 | CHAMPHAI | 8.41507e+009 | 8.41507e+009 | SGIL | 37 | 2025-03-12 08:03 |  | N/A | CHAMPHAI | CHAMPHAI | 23.474056 | 93.329615 | CHAMPHAI POWER CIRCLE | Power project Division | CHPD01 | Power Sub Division | 401 | Lower Champhai | HP | 0 | 0 | 0 | 0 | 0 | L&T | 5-10A | THREE PHASE FOUR WIRE | YES | YES | N/A | N/A | N/A | N/A | N/A | N/A | N/A | N/A | N/A |  | N/A | N/A |  | N/A | N/A
40HP21 | 2025-02-11 | PEDM | 33/11 |  | 1x6.3 | Incoming | 40HP21 | Urban | N/A | 33kV | BARE CONDUCTOR | 09.11.2005 | KEIFANGTLANG | Yes | Yes | 07006740 | 0 | 0 | CHAMPHAI | 8415065565 | 9436155301 | SGIL | 37 | 2025-02-11 11:11 | Ok |  | CHAMPHAI | CHAMPHAI | 23.474049032841716 | 93.32893520593643 | CHAMPHAI POWER CIRCLE | Power project Division | CHPD01 | Power Sub Division | 401 | Lower Champhai | HP | 0 | 0 | 0 | 0 | 0 | NA | NA | NA | NA |  | N/A | N/A | N/A | N/A | N/A | N/A | N/A | N/A | N/A | N/A | N/A | N/A | N/A | N/A | N/A
40HP22 | 2025-02-11 | PEDM | 33/11 |  | 1x6.3 | Khuangleng | 40HP22 | Rural | N/A | 33kV | BARE CONDUCTOR | 09.11.2005 | KEIFANGTLANG | Yes | Yes | IEM1000300233A | 0 | 0 | CHAMPHAI | 8415065565 | 9436155301 | SGIL | 37 | 2025-02-11 11:31 | OK |  | CHAMPHAI | CHAMPHAI | 23.474056721063256 | 93.3299071714282 | CHAMPHAI POWER CIRCLE | Power project Division | CHPD01 | Power Sub Division | 401 | Lower Champhai | HP | 0 | 0 | 0 | 0 | 0 | NA | NA | NA | NA |  | N/A | N/A | N/A | N/A | N/A | N/A | N/A | N/A | N/A | N/A | N/A | N/A | N/A | N/A | N/A
40HQ01 | 2025-02-10 | PEDM | 33/11 |  | 1x2.5 | Hmunhmeltha | 40HQ01 | Urban | 28.51 | 11kV | BARE CONDUCTOR | N/A | KEIFANGTLANG | Yes | Yes | MIZ01121 | 12 | 939 | CHAMPHAI | 8415065565 | 9436155301 | SGIL | 37 | 2025-02-10 18:55 | OK |  | CHAMPHAI | CHAMPHAI | 23.491632 | 93.311182 | CHAMPHAI POWER CIRCLE | Power project Division | CHPD01 | Power Sub Division | 401 | Keifangtlang | HQ | 0 | 988 | 16 | 8 | 2 | NA | NA | NA | NA |  | N/A | N/A | N/A | N/A | N/A | N/A | N/A | N/A | N/A | N/A | N/A | N/A | N/A | N/A | N/A
40HQ02 | 2025-02-10 | PEDM | 33/11 |  | 1x2.5 | DC | 40HQ02 | Urban | 2.5 | 11kV | BARE CONDUCTOR | N/A | KEIFANGTLANG | Yes | Yes | MIZ01118 | 2 | 750 | CHAMPHAI | 8415065565 | 9436155301 | SGIL | 37 | 2025-02-10 18:52 | OK |  | CHAMPHAI | CHAMPHAI | 23.491632 | 93.311182 | CHAMPHAI POWER CIRCLE | Power project Division | CHPD01 | Power Sub Division | 401 | Keifangtlang | HQ | 0 | 239 | 2 | 0 | 0 | NA | NA | NA | NA |  | N/A | N/A | N/A | N/A | N/A | N/A | N/A | N/A | N/A | N/A | N/A | N/A | N/A | N/A | N/A
40HQ03 | 2025-02-10 | PEDM | 33/11 |  | 1x2.5 | Kahrawt | 40HQ03 | Urban | 23.75 | 11kV | BARE CONDUCTOR | N/A | KEIFANGTLANG | Yes | Yes | MIZ01117 | 6 | 975 | CHAMPHAI | 8415065565 | 9436155301 | SGIL | 37 | 2025-02-10 18:48 | OK |  | CHAMPHAI | CHAMPHAI | 23.491632 | 93.311182 | CHAMPHAI POWER CIRCLE | Power project Division | CHPD01 | Power Sub Division | 401 | Keifangtlang | HQ | 0 | 757 | 7 | 0 | 0 | NA | NA | NA | NA |  | N/A | N/A | N/A | N/A | N/A | N/A | N/A | N/A | N/A | N/A | N/A | N/A | N/A | N/A | N/A
40HQ04 | 2025-02-10 | PEDM | 33/11 |  | 1x2.5 | Kanan | 40HQ04 | Urban | 25.34 | 11kV | BARE CONDUCTOR | N/A | KEIFANGTLANG | Yes | Yes | X1302374 | 13 | 975 | CHAMPHAI | 8415065565 | 9436155301 | SGIL | 37 | 2025-02-10 18:51 | OK |  | CHAMPHAI | CHAMPHAI | 23.491632 | 93.311182 | CHAMPHAI POWER CIRCLE | Power project Division | CHPD01 | Power Sub Division | 401 | Keifangtlang | HQ | 0 | 1808 | 20 | 0 | 1 | NA | NA | NA | NA |  | N/A | N/A | N/A | N/A | N/A | N/A | N/A | N/A | N/A | N/A | N/A | N/A | N/A | N/A | N/A
40HQ05 | 2025-02-11 | PEDM | 33/11 |  | 1x6.3 | Bethel | 40HQ05 | Urban | 8.39 | 11kV | BARE CONDUCTOR | 09.11.2005 | KEIFANGTLANG | Yes | Yes | MIZ01123 | 10 | 852 | CHAMPHAI | 8415065565 | 9436155301 | SGIL | 37 | 2025-02-11 11:18 | OK |  | CHAMPHAI | CHAMPHAI | 23.474149902272828 | 93.32929495722055 | CHAMPHAI POWER CIRCLE | Power project Division | CHPD01 | Power Sub Division | 401 | Lower Champhai | HP | 0 | 1165 | 16 | 1 | 0 | NA | NA | NA | NA |  | N/A | N/A | N/A | N/A | N/A | N/A | N/A | N/A | N/A | N/A | N/A | N/A | N/A | N/A | N/A
40HQ06 | 2025-03-04 | PEDM | 0 | 0 | 0 | Chhungte | 40HQ06 | Urban | 12.6 | 11kV | BARE CONDUCTOR | 09.11.2005 | #N/A | NO | YES | 15017797 | 3 | 138 | CHAMPHAI | 8.41507e+009 | 8.41507e+009 | SGIL | 37 | 2025-03-04 12:29 |  | N/A | CHAMPHAI | CHAMPHAI | 23.474097 | 93.329193 | CHAMPHAI POWER CIRCLE | Power project Division | CHPD01 | Power Sub Division | 401 | Lower Champhai | HP | 0 | 222 | 2 | 0 | 2 | L&T | 5-10A | THREE PHASE FOUR WIRE | YES | YES | NA | N/A | N/A | YES | ABB | 200A |  | 200-100/5A | ABB | 400A |  | 400-200/5A
40HQ20 | 2025-02-10 | PEDM | 33/11 |  | 1x2.5 | PHE, GWSS | 40HQ20 | Urban | N/A | 33kV | BARE CONDUCTOR | N/A | KEIFANGTLANG | Yes | No | IEM100031147A | 1 | 0 | CHAMPHAI | 8415065565 | 9436155301 | SGIL | 37 | 2025-02-10 18:39 | OK |  | CHAMPHAI | CHAMPHAI | 23.491632 | 93.311182 | CHAMPHAI POWER CIRCLE | Power project Division | CHPD01 | Power Sub Division | 401 | Keifangtlang | HQ | 0 | 0 | 0 | 0 | 1 | NA | NA | NA | NA |  | N/A | N/A | N/A | N/A | N/A | N/A | N/A | N/A | N/A | N/A | N/A | N/A | N/A | N/A | N/A
40HQ21 | 2025-02-10 | PEDM | 33/11 |  | 1x2.5 | Hnahlan | 40HQ21 | Rural | N/A | 33kV | BARE CONDUCTOR | N/A | KEIFANGTLANG | Yes | Yes | IEM10003149A | 0 | 0 | CHAMPHAI | 8415065565 | 9436155301 | SGIL | 37 | 2025-02-10 18:45 | OK |  | CHAMPHAI | CHAMPHAI | 23.491632 | 93.311182 | CHAMPHAI POWER CIRCLE | Power project Division | CHPD01 | Power Sub Division | 401 | Keifangtlang | HQ | 0 | 0 | 0 | 0 | 0 | NA | NA | NA | NA |  | N/A | N/A | N/A | N/A | N/A | N/A | N/A | N/A | N/A | N/A | N/A | N/A | N/A | N/A | N/A
40HR01 | 2025-02-10 | PEDM | 33/11 |  | 1x2.0 | Khawbung | 40HR01 | Rural | N/A | 33kV | BARE CONDUCTOR | 25.08.2008 | KEIFANGTLANG | Yes | Yes | X1380630 | 0 | 0 | KHAWBUNG | 9862813072 | 9436155301 | SGIL | 37 | 2025-02-10 14:39 | OK |  | CHAMPHAI | KHAWBUNG | 23.30746835939016 | 93.31334218382835 | CHAMPHAI POWER CIRCLE | Power project Division | CHPD01 | Champhai Rural | 402 | Khuangleng | HR | 0 | 0 | 0 | 0 | 0 | NA | NA | NA | NA |  | N/A | N/A | N/A | N/A | N/A | N/A | N/A | N/A | N/A | N/A | N/A | N/A | N/A | N/A | N/A
40HR02 | 2025-02-10 | PEDM | 33/11 |  | 1x2.0 | Incoming | 40HR02 | Rural | N/A | 33kV | BARE CONDUCTOR | 25.08.2008 | KEIFANGTLANG | Yes | Yes | X1380638 | 0 | 0 | KHAWBUNG | 9862813072 | 9436155301 | SGIL | 37 | 2025-02-10 14:33 | OK |  | CHAMPHAI | KHAWBUNG | 23.307570587415242 | 93.31338409334421 | CHAMPHAI POWER CIRCLE | Power project Division | CHPD01 | Champhai Rural | 402 | Khuangleng | HR | 0 | 0 | 0 | 0 | 0 | NA | NA | NA | NA |  | N/A | N/A | N/A | N/A | N/A | N/A | N/A | N/A | N/A | N/A | N/A | N/A | N/A | N/A | N/A
40HR03 | 2025-02-10 | PEDM | 33/11 |  | 1x2.0 | Khuangleng | 40HR03 | Rural | N/A | 11kV | BARE CONDUCTOR | 25.08.2008 | KEIFANGTLANG | Yes | Yes | X1380630 | 3 | 238 | KHAWBUNG | 9862813072 | 9436155301 | SGIL | 37 | 2025-02-10 14:42 | OK |  | CHAMPHAI | KHAWBUNG | 23.309343 | 93.312732 | CHAMPHAI POWER CIRCLE | Power project Division | CHPD01 | Champhai Rural | 402 | Khuangleng | HR | 516 | 0 | 8 | 0 | 2 | NA | NA | NA | NA |  | N/A | N/A | N/A | N/A | N/A | N/A | N/A | N/A | N/A | N/A | N/A | N/A | N/A | N/A | N/A
40HR04 | 2025-02-10 | PEDM | 33/11 |  | 1x2.0 | Leisenzo | 40HR04 | Rural | 24.45 | 11kV | BARE CONDUCTOR | 25.08.2008 | KEIFANGTLANG | Yes | Yes | X1380632 | 7 | 513 | KHAWBUNG | 9862813072 | 9436155301 | SGIL | 37 | 2025-02-10 14:45 | OK |  | CHAMPHAI | KHAWBUNG | 23.30749360848801 | 93.3133327960968 | CHAMPHAI POWER CIRCLE | Power project Division | CHPD01 | Champhai Rural | 402 | Khuangleng | HR | 647 | 0 | 11 | 0 | 4 | NA | NA | NA | NA |  | N/A | N/A | N/A | N/A | N/A | N/A | N/A | N/A | N/A | N/A | N/A | N/A | N/A | N/A | N/A
40HR05 | 2025-02-10 | PEDM | 33/11 |  | 1x2.0 | Leithum | 40HR05 | Rural | 52.52 | 11kV | BARE CONDUCTOR | 25.08.2008 | KEIFANGTLANG | Yes | Yes | X1380633 | 13 | 777 | KHAWBUNG | 9862813072 | 9436155301 | SGIL | 37 | 2025-02-10 14:48 | OK |  | CHAMPHAI | KHAWBUNG | 23.307463740652228 | 93.31333313137293 | CHAMPHAI POWER CIRCLE | Power project Division | CHPD01 | Champhai Rural | 402 | Khuangleng | HR | 1076 | 0 | 11 | 0 | 6 | NA | NA | NA | NA |  | N/A | N/A | N/A | N/A | N/A | N/A | N/A | N/A | N/A | N/A | N/A | N/A | N/A | N/A | N/A
40HS01 | 2025-03-12 | PEDM | 33/11 | N/A | 1x2.5 | Farkawn | 40HS01 | Rural | N/A | 33kV | BARE CONDUCTOR | 2017 | KHUANGLENG | NO | NO | N/A | 0 | 0 | KHAWBUNG | 9.86281e+009 | 9.86281e+009 | SGIL | 37 | 2025-03-12 08:03 | BURNED OUT | N/A | CHAMPHAI | KHAWBUNG | N/A | N/A | CHAMPHAI POWER CIRCLE | Power project Division | CHPD01 | Champhai Rural | 402 | S. Khawbung | HS | 0 | 0 | 0 | 0 | 0 | NA | NA | NA | NA | N/A | N/A | N/A | N/A | N/A | N/A | N/A | N/A | N/A | N/A |  | N/A | N/A |  | N/A | N/A
40HS02 | 2025-03-12 | PEDM | 33/11 | N/A | 1x2.5 | Incoming | 40HS02 | Rural | N/A | 33kV | BARE CONDUCTOR | 2017 | KHUANGLENG | NO | NO | N/A | 0 | 0 | KHAWBUNG | 9.86281e+009 | 9.86281e+009 | SGIL | 37 | 2025-03-12 08:03 | BURNED OUT | N/A | CHAMPHAI | KHAWBUNG | N/A | N/A | CHAMPHAI POWER CIRCLE | Power project Division | CHPD01 | Champhai Rural | 402 | S. Khawbung | HS | 0 | 0 | 0 | 0 | 0 | NA | NA | NA | NA | N/A | N/A | N/A | N/A | N/A | N/A | N/A | N/A | N/A | N/A |  | N/A | N/A |  | N/A | N/A
40HS03 |  | PEDM | #N/A | #N/A | #N/A | TLAWVA | 40HS03 | #N/A | #N/A | #N/A | #N/A | #N/A | #N/A | #N/A | NO |  |  |  | #N/A |  |  | SGIL | 37 | 2025-02-19 13:22 |  | #N/A | CHAMPHAI | #N/A |  |  | #N/A | #N/A | #N/A | CHAMPHAI RURAL |  | S KHAWBUNG | #N/A | [6 empty] | N/A N/A N/A N/A: #N/A; N/A N/A N/A N/A: N/A; Yes Yes Yes Yes: N/A; Yes Yes Yes Yes: NO
40HS04 |  | PEDM | #N/A | #N/A | #N/A | KHAWBUNG | 40HS04 | #N/A | #N/A | #N/A | #N/A | #N/A | #N/A | #N/A | NO |  |  |  | #N/A |  |  | SGIL | 37 | 2025-02-19 13:22 |  | #N/A | CHAMPHAI | #N/A |  |  | #N/A | #N/A | #N/A | CHAMPHAI RURAL |  | S KHAWBUNG | #N/A | [6 empty] | N/A N/A N/A N/A: #N/A; N/A N/A N/A N/A: N/A; Yes Yes Yes Yes: N/A; Yes Yes Yes Yes: NO
40HS05 |  | PEDM | #N/A | #N/A | #N/A | SAMTHANG | 40HS05 | #N/A | #N/A | #N/A | #N/A | #N/A | #N/A | #N/A | NO |  |  |  | #N/A |  |  | SGIL | 37 | 2025-02-19 13:22 |  | #N/A | CHAMPHAI | #N/A |  |  | #N/A | #N/A | #N/A | CHAMPHAI RURAL |  | S KHAWBUNG | #N/A | [6 empty] | N/A N/A N/A N/A: #N/A; N/A N/A N/A N/A: N/A; Yes Yes Yes Yes: N/A; Yes Yes Yes Yes: NO
40HS06 |  | PEDM | #N/A | #N/A | #N/A | PHE | 40HS06 | #N/A | #N/A | #N/A | #N/A | #N/A | #N/A | #N/A | NO |  |  |  | #N/A |  |  | SGIL | 37 | 2025-02-19 13:22 |  | #N/A | CHAMPHAI | #N/A |  |  | #N/A | #N/A | #N/A | CHAMPHAI RURAL |  | S KHAWBUNG | #N/A | [6 empty] | N/A N/A N/A N/A: #N/A; N/A N/A N/A N/A: N/A; Yes Yes Yes Yes: N/A; Yes Yes Yes Yes: NO
40HT01 | 2025-02-10 | PEDM | 33/11 |  | 1x1.0 | Farkawn | 40HT01 | Rural | N/A | 11kV | BARE CONDUCTOR | N/A | S.KHAWBUNG | Yes | Yes | X1396084 | 4 | 626 | KHAWBUNG | 9862813072 | 9436155301 | SGIL | 37 | 2025-02-10 11:10 | OK |  | CHAMPHAI | KHAWBUNG | 23.0793582402408 | 93.29208701848984 | CHAMPHAI POWER CIRCLE | Power project Division | CHPD01 | Champhai Rural | 402 | Farkawn | HT | 171 | 0 | 11 | 0 | 2 |  | N/A N/A N/A N/A: #N/A; N/A N/A N/A N/A: N/A; Yes Yes Yes Yes: N/A; Yes Yes Yes Yes: NO
40HT02 | 2025-02-10 | PEDM | 33/11 |  | 1x1.0 | Khankawn | 40HT02 | Rural | 12.9 | 11kV | BARE CONDUCTOR | N/A | S.KHAWBUNG | Yes | Yes | X1396083 | 5 | 351 | KHAWBUNG | 9862813072 | 9436155301 | SGIL | 37 | 2025-02-10 11:13 | OK |  | CHAMPHAI | KHAWBUNG | 23.07906121069147 | 93.29198241233826 | CHAMPHAI POWER CIRCLE | Power project Division | CHPD01 | Champhai Rural | 402 | Farkawn | HT | 355 | 0 | 3 | 0 | 3 | NA | NA | NA | NA |  | N/A | N/A | N/A | N/A | N/A | N/A | N/A | N/A | N/A | N/A | N/A | N/A | N/A | N/A | N/A
40HT03 | 2025-03-04 | PEDM | 0 | 0 | 0 | Lamsial | 40HT03 | Rural | 7.89 | 11kV | BARE CONDUCTOR | 0 | S.KHAWBUNG | NO | N/A | N/A | 1 | 63 | KHAWBUNG | 9.86281e+009 | 9.86281e+009 | SGIL | 37 | 2025-03-04 12:29 | NO METER | N/A | CHAMPHAI | KHAWBUNG | N/A | N/A | CHAMPHAI POWER CIRCLE | Power project Division | CHPD01 | Champhai Rural | 402 | Farkawn | HT | 0 | 0 | 0 | 0 | 0 | N/A | N/A | N/A | N/A | N/A | NA | N/A | N/A | N/A | N/A | N/A | N/A | N/A | N/A | N/A | N/A | N/A |  | N/A | N/A
40HT20 |  | PEDM | #N/A | #N/A | #N/A | INCOMING | 40HT20 | #N/A | #N/A | #N/A | #N/A | #N/A | #N/A | #N/A | NO |  |  |  | #N/A |  |  | SGIL | 37 | 2025-02-19 13:22 |  | #N/A | CHAMPHAI | KHAWBUNG | 23.079356389591435 | 93.29212289303541 | CHAMPHAI POWER CIRCLE | Power project Division | CHPD01 | Champhai Rural | 402 | Farkawn | HT | 0 | 0 | 0 | 0 | 0 | NA | NA | NA | NA |  | N/A | N/A | N/A | N/A | N/A | N/A | N/A | N/A | N/A | N/A | N/A | N/A | N/A | N/A | N/A
50HAA01 | 2025-03-12 | PEDM | 33/11 | N/A | 1x3.0 | Sentlang | 50HAA01 | Rural | N/A | 33kV | BARE CONDUCTOR | June, 2008 | KOLASIB | NO | YES | IEM10003097A | 0 | 0 | N.THINGDAWL | 9.86273e+009 | 9.86273e+009 | SGIL | 37 | 2025-03-12 08:03 |  | N/A | KOLASIB | THINGDAWL | N/A | N/A | POJECT CIRCLE - I | Kolasib Power Division | KSPD01 | Kawnpui Power SD | 502 | Kawnpui | HAA | 0 | 0 | 0 | 0 | 0 | GENUS | 2A | THREE PHASE FOUR WIRE | YES | YES | N/A | N/A | N/A | N/A | N/A | N/A | N/A | N/A | N/A |  | N/A | N/A |  | N/A | N/A
50HAA02 |  | PEDM | #N/A | #N/A | #N/A | MEGA FOOD PARK | 50HAA02 | #N/A | #N/A | #N/A | #N/A | #N/A | #N/A | #N/A | YES |  |  |  | #N/A |  |  | SGIL | 37 | 2025-02-19 13:22 |  | #N/A | KOLASIB | #N/A |  |  | #N/A | #N/A | #N/A | KAWNPUI POWER SD |  | KAWNPUI | #N/A | [5 empty] | SECURE | 10A | THREE PHASE FOUR WIRE | YES | YES | #N/A | N/A | N/A
50HAA03 |  | PEDM | #N/A | #N/A | #N/A | KAWNPUI | 50HAA03 | #N/A | #N/A | #N/A | #N/A | #N/A | #N/A | #N/A | YES |  |  |  | #N/A |  |  | SGIL | 37 | 2025-02-19 13:22 |  | #N/A | KOLASIB | #N/A | 24.0313 | 92.6738 | #N/A | #N/A | #N/A | KAWNPUI POWER SD |  | KAWNPUI | #N/A | [5 empty] | SECURE | 10A | THREE PHASE FOUR WIRE | YES | YES | #N/A | N/A | N/A |  | SCHNEIDER ELECTRIC |  |  | 200-100/5+5A
50HAA04 |  | PEDM | #N/A | #N/A | #N/A | ZANLAWN | 50HAA04 | #N/A | #N/A | #N/A | #N/A | #N/A | #N/A | #N/A | N/A |  |  |  | #N/A |  |  | SGIL | 37 | 2025-02-19 13:22 |  | #N/A | KOLASIB | #N/A |  |  | #N/A | #N/A | #N/A | KAWNPUI POWER SD |  | KAWNPUI | #N/A | [6 empty] | N/A N/A N/A N/A: #N/A; N/A N/A N/A N/A: N/A; Yes Yes Yes Yes: N/A
50HAA05 |  | PEDM | #N/A | #N/A | #N/A | BUALPUI | 50HAA05 | #N/A | #N/A | #N/A | #N/A | #N/A | #N/A | #N/A | N/A |  |  |  | #N/A |  |  | SGIL | 37 | 2025-02-19 13:22 |  | #N/A | KOLASIB | #N/A |  |  | #N/A | #N/A | #N/A | KAWNPUI POWER SD |  | KAWNPUI | #N/A | [6 empty] | N/A N/A N/A N/A: #N/A; N/A N/A N/A N/A: N/A; Yes Yes Yes Yes: N/A; ABB ABB ABB ABB: ARENA |  | GWP6 | 100-50/5+5A
50HAA06 |  | PEDM | #N/A | #N/A | #N/A | HORTOKI | 50HAA06 | #N/A | #N/A | #N/A | #N/A | #N/A | #N/A | #N/A | YES |  |  |  | #N/A |  |  | SGIL | 37 | 2025-02-19 13:22 |  | #N/A | KOLASIB | #N/A | 24.0313 | 92.6738 | #N/A | #N/A | #N/A | KAWNPUI POWER SD |  | KAWNPUI | #N/A | [5 empty] | SECURE | 10A | THREE PHASE FOUR WIRE | YES | YES | #N/A | N/A | N/A |  | ARENA |  | GWP7 | 200-100/5+5A
50HAA07 |  | PEDM | #N/A | #N/A | #N/A | Mualvum | 50HAA07 | #N/A | #N/A | #N/A | #N/A | #N/A | #N/A | #N/A | N/A |  |  |  | #N/A |  |  | SGIL | 37 | 2025-02-19 13:22 |  | #N/A | KOLASIB | #N/A |  |  | #N/A | #N/A | #N/A | KAWNPUI POWER SD |  | KAWNPUI | #N/A | [6 empty] | N/A N/A N/A N/A: #N/A; N/A N/A N/A N/A: N/A; Yes Yes Yes Yes: N/A
50HAA20 |  | PEDM | 33/11 | 3 | 1x3.0 | 11KV INCOMING | 50HAA20 | Urban | N/A | 33kV | BARE CONDUCTOR | June, 2008 | KOLASIB | NO | N/A |  | 0 | 0 | THINGDAWL | 9.86273e+009 | 9.43614e+009 | SGIL | 37 | 2025-02-19 13:22 |  | N/A | KOLASIB | N.THINGDAWL |  |  | POJECT CIRCLE - I | Kolasib Power Division | KSPD01 | KAWNPUI POWER SD | 502 | KAWNPUI | HAA | 0 | 0 | 0 | 0 | 0 |  | N/A N/A N/A N/A: N/A; N/A N/A N/A N/A: N/A; Yes Yes Yes Yes: N/A |  |  |  | AUDIOVISION |  | GWP7 | 11KV/110V
50HAB01 |  | PEDM | 33/11 | 2.5 | 1x2.5 | LUNGMUAT | 50HAB01 | Rural | 4 | 11kV | BARE CONDUCTOR | June, 2008 | KAWNPUI | NO | YES |  | 10 | 476 | THINGDAWL | 9.43677e+009 | 9.43614e+009 | SGIL | 37 | 2025-02-19 13:22 |  | N/A | KOLASIB | N.THINGDAWL | 23.8923 | 92.7385 | POJECT CIRCLE - I | Kolasib Power Division | KSPD01 | KAWNPUI POWER SD | 502 | SENTLANG | HAB | 0 | 642 | 3 | 0 | 4 | SECURE | 10A | THREE PHASE FOUR WIRE | YES | YES | N/A | N/A | N/A |  | ARENA |  | N/A | 50-25/5+5A
50HAB02 |  | PEDM | 33/11 | 2.5 | 1x2.5 | LUNGDAI | 50HAB02 | Rural | 6 | 11kV | BARE CONDUCTOR | June, 2008 | KAWNPUI | NO | YES |  | 6 | 713 | THINGDAWL | 9.43677e+009 | 9.43614e+009 | SGIL | 37 | 2025-02-19 13:22 |  | N/A | KOLASIB | N.THINGDAWL | 23.8923 | 92.7385 | POJECT CIRCLE - I | Kolasib Power Division | KSPD01 | KAWNPUI POWER SD | 502 | SENTLANG | HAB | 0 | 643 | 3 | 0 | 2 | SECURE | 10A | THREE PHASE FOUR WIRE | YES | YES | N/A | N/A | N/A |  | ARENA |  | N/A | 50-25/5+5A
50HAB03 |  | PEDM | 33/11 | 2.5 | 1x2.5 | PHE | 50HAB03 | Rural | 15.3 | 11kV | BARE CONDUCTOR | June, 2008 | KAWNPUI | NO | YES |  | 4 | 663 | THINGDAWL | 9.43677e+009 | 9.43614e+009 | SGIL | 37 | 2025-02-19 13:22 |  | N/A | KOLASIB | N.THINGDAWL | 23.8923 | 92.7384 | POJECT CIRCLE - I | Kolasib Power Division | KSPD01 | KAWNPUI POWER SD | 502 | SENTLANG | HAB | 0 | 0 | 0 | 0 | 7 | SECURE | 10A | THREE PHASE FOUR WIRE | YES | YES | N/A | N/A | N/A |  | ARENA |  | N/A | 50-25/5+5A
50HAB20 |  | PEDM | 33/11 | 2.5 | 1x2.5 | INCOMING | 50HAB20 | Rural | N/A | 33kV | BARE CONDUCTOR | June, 2008 | KAWNPUI | NO | YES |  | 0 | 0 | THINGDAWL | 9.43677e+009 | 9.43614e+009 | SGIL | 37 | 2025-02-19 13:22 |  | N/A | KOLASIB | N.THINGDAWL | 23.8923 | 92.7384 | POJECT CIRCLE - I | Kolasib Power Division | KSPD01 | KAWNPUI POWER SD | 502 | SENTLANG | HAB | 0 | 0 | 0 | 0 | 0 | SECURE | 10A | THREE PHASE FOUR WIRE | YES | YES | N/A | N/A | N/A | N/A
50HAB21 |  | PEDM | #N/A | #N/A | #N/A | N.BULPUI | 50HAB21 | #N/A | #N/A | #N/A | #N/A | #N/A | #N/A | #N/A | N/A |  |  |  | #N/A |  |  | SGIL | 37 | 2025-02-19 13:22 |  | #N/A | KOLASIB | #N/A |  |  | #N/A | #N/A | #N/A | KAWNPUI POWER SD |  | SENTLANG | #N/A | [6 empty] | N/A N/A N/A N/A: #N/A; N/A N/A N/A N/A: N/A; Yes Yes Yes Yes: N/A
50HBC01 | 2025-02-10 | PEDM | 33/11 |  | 1x2.5 | Saiphai | 50HBC01 | Rural | N/A | 11kV | BARE CONDUCTOR | March, 2017 | BILKHAWTHLIR | Yes | Yes | LT00001676 | 3 | 263 | BILKHAWTHLIR | 8974792600 | 9436143244 | SGIL | 37 | 2025-02-10 00:29 | OK |  | KOLASIB | BILKHAWTHLIR | 24.396091 | 92.792588 | POJECT CIRCLE - I | Kolasib Power Division | KSPD01 | Vairengte Power SD | 504 | Saiphai | HBC | 451 | 0 | 2 | 0 | 2 | NA | NA | NA | NA |  | N/A | N/A | N/A | N/A | N/A | N/A | N/A | N/A | N/A | N/A | N/A | N/A | N/A | N/A | N/A
50HBC02 | 2025-02-10 | PEDM | 33/11 |  | 1x2.5 | Saipum | 50HBC02 | Rural | 5.2 | 11kV | BARE CONDUCTOR | March, 2017 | BILKHAWTHLIR | Yes | Yes | LT00001674 | 6 | 276 | BILKHAWTHLIR | 8974792600 | 9436143244 | SGIL | 37 | 2025-02-10 00:33 | OK |  | KOLASIB | BILKHAWTHLIR | 24.396091 | 92.792588 | POJECT CIRCLE - I | Kolasib Power Division | KSPD01 | Vairengte Power SD | 504 | Saiphai | HBC | 492 | 0 | 2 | 0 | 3 | NA | NA | NA | NA |  | N/A | N/A | N/A | N/A | N/A | N/A | N/A | N/A | N/A | N/A | N/A | N/A | N/A | N/A | N/A
50HBC03 | 2025-02-10 | PEDM | 33/11 |  | 1x2.5 | N. Chawnpui | 50HBC03 | Rural | 10.5 | 11kV | BARE CONDUCTOR | March, 2017 | BILKHAWTHLIR | Yes | Yes | XG438078 | 3 | 163 | BILKHAWTHLIR | 8974792600 | 9436143244 | SGIL | 37 | 2025-02-10 00:36 | OK |  | KOLASIB | BILKHAWTHLIR | 24.396091 | 92.792588 | POJECT CIRCLE - I | Kolasib Power Division | KSPD01 | Vairengte Power SD | 504 | Saiphai | HBC | 115 | 0 | 1 | 0 | 1 | NA | NA | NA | NA |  | N/A | N/A | N/A | N/A | N/A | N/A | N/A | N/A | N/A | N/A | N/A | N/A | N/A | N/A | N/A
50HBC20 | 2025-02-10 | PEDM | 33/11 |  | 1x2.5 | Incoming | 50HBC20 | Rural | N/A | 33kV | BARE CONDUCTOR | March, 2017 | BILKHAWTHLIR | Yes | Yes | LT00001690 | 0 | 1600 | BILKHAWTHLIR | 8974792600 | 9436143244 | SGIL | 37 | 2025-02-10 00:26 | OK |  | KOLASIB | BILKHAWTHLIR | 24.396091 | 92.792588 | POJECT CIRCLE - I | Kolasib Power Division | KSPD01 | Vairengte Power SD | 504 | Saiphai | HBC | 0 | 0 | 0 | 0 | 0 | NA | NA | NA | NA |  | N/A | N/A | N/A | N/A | N/A | N/A | N/A | N/A | N/A | N/A | N/A | N/A | N/A | N/A | N/A
50HBF01 |  | PEDM | 33/11 | 2.5 | 1x2.5 | BUKPUI | 50HBF01 | Rural | 7 | 11kV | BARE CONDUCTOR | December, 2011 | SENTLANG | NO | YES |  | 2 | 125 | THINGDAWL | 9.43677e+009 | 9.43614e+009 | SGIL | 37 | 2025-02-19 13:22 |  | N/A | KOLASIB | N.THINGDAWL | 24.0907 | 92.7964 | POJECT CIRCLE - I | Kolasib Power Division | KSPD01 | Kawnpui Power SD | 502 | N.BUKPUI | HBF | 0 | 267 | 2 | 0 | 1 | SECURE | 10A | THREE PHASE FOUR WIRE | YES | YES | N/A | N/A | N/A |  | ARERA |  | GWP-3 | 50-25/5+5A
50HBF02 |  | PEDM | 33/11 | 2.5 | 1x2.5 | CHALTLANG | 50HBF02 | Rural | 9 | 11kV | BARE CONDUCTOR | December, 2011 | SENTLANG | NO | YES |  | 5 | 500 | THINGDAWL | 9.43677e+009 | 9.43614e+009 | SGIL | 37 | 2025-02-19 13:22 |  | N/A | KOLASIB | N.THINGDAWL | 24.0907 | 92.7964 | POJECT CIRCLE - I | Kolasib Power Division | KSPD01 | Kawnpui Power SD | 502 | N.BUKPUI | HBF | 0 | 236 | 2 | 0 | 2 | SECURE | 10A | THREE PHASE FOUR WIRE | YES | YES | N/A | N/A | N/A
50HBF03 |  | PEDM | 33/11 | 2.5 | 1x2.5 | HLIMEN | 50HBF03 | Rural | 6 | 11kV | BARE CONDUCTOR | December, 2011 | SENTLANG | NO | YES |  | 6 | 413 | THINGDAWL | 9.43677e+009 | 9.43614e+009 | SGIL | 37 | 2025-02-19 13:22 |  | N/A | KOLASIB | N.THINGDAWL | 24.0907 | 92.7964 | POJECT CIRCLE - I | Kolasib Power Division | KSPD01 | Kawnpui Power SD | 502 | N.BUKPUI | HBF | 0 | 368 | 4 | 0 | 4 | SECURE | 10A | THREE PHASE FOUR WIRE | YES | YES | N/A | N/A | N/A
50HBF20 |  | PEDM | 33/11 | 2.5 | 1x2.5 | INCOMING | 50HBF20 | Rural | N/A | 33kV | BARE CONDUCTOR | December, 2011 | SENTLANG | NO | YES |  | 0 | 0 | THINGDAWL | 9.43677e+009 | 9.43614e+009 | SGIL | 37 | 2025-02-19 13:22 |  | N/A | KOLASIB | N.THINGDAWL | 24.0906 | 92.7962 | POJECT CIRCLE - I | Kolasib Power Division | KSPD01 | Kawnpui Power SD | 502 | N.BUKPUI | HBF | 0 | 0 | 0 | 0 | 0 | SECURE | 10A | THREE PHASE FOUR WIRE | YES | YES | N/A | N/A | N/A | N/A
50HW01 | 2025-02-11 | PEDM | 33/11 |  | 1x3.0 | Tuichhuahen | 50HW01 | Urban | 7.3 | 11kV | BARE CONDUCTOR | June, 2012 | BAIRABI | Yes | Yes | X1396097 | 7 | 961 | KOLASIB | 8119969009 | 9436143244 | SGIL | 37 | 2025-02-11 09:49 | OK |  | KOLASIB | KOLASIB | 24.219427 | 92.672658 | POJECT CIRCLE - I | Kolasib Power Division | KSPD01 | Kolasib Power SD | 501 | Project Veng | HW | 0 | 65 | 1 | 1 | 0 | NA | NA | NA | NA |  | N/A | N/A | N/A | N/A | N/A | N/A | N/A | N/A | N/A | N/A | N/A | N/A | N/A | N/A | N/A
50HW02 | 2025-02-11 | PEDM | 33/11 |  | 1x3.0 | Engine | 50HW02 | Urban | 4.5 | 11kV | BARE CONDUCTOR | June, 2012 | BAIRABI | Yes | Yes | MIZ01086 | 18 | 3313 | KOLASIB | 8119969009 | 9436143244 | SGIL | 37 | 2025-02-11 09:52 | OK |  | KOLASIB | KOLASIB | 24.219427 | 92.672658 | POJECT CIRCLE - I | Kolasib Power Division | KSPD01 | Kolasib Power SD | 501 | Project Veng | HW | 0 | 3275 | 9 | 0 | 0 | NA | NA | NA | NA |  | N/A | N/A | N/A | N/A | N/A | N/A | N/A | N/A | N/A | N/A | N/A | N/A | N/A | N/A | N/A
50HW03 | 2025-02-11 | PEDM | 33/11 |  | 1x3.0 | Thingdawl | 50HW03 | Urban | 16.3 | 11kV | BARE CONDUCTOR | June, 2012 | BAIRABI | Yes | Yes | X1396096 | 13 | 2864 | KOLASIB | 7005538265 | 9436143244 | SGIL | 37 | 2025-02-11 09:55 | OK |  | KOLASIB | KOLASIB | 24.219427 | 92.672658 | POJECT CIRCLE - I | Kolasib Power Division | KSPD01 | Kolasib Power SD | 501 | Project Veng | HW | 0 | 898 | 1 | 1 | 0 | NA | NA | NA | NA |  | N/A | N/A | N/A | N/A | N/A | N/A | N/A | N/A | N/A | N/A | N/A | N/A | N/A | N/A | N/A
50HW04 | 2025-02-11 | PEDM | 33/11 |  | 1x3.0 | Diakkawn | 50HW04 | Urban | 3.5 | 11kV | BARE CONDUCTOR | June, 2012 | BAIRABI | Yes | Yes | MIZ01065 | 10 | 2100 | KOLASIB | 7005538265 | 9436143244 | SGIL | 37 | 2025-02-11 09:58 | OK |  | KOLASIB | KOLASIB | 24.219427 | 92.672658 | POJECT CIRCLE - I | Kolasib Power Division | KSPD01 | Kolasib Power SD | 501 | Project Veng | HW | 0 | 1712 | 6 | 0 | 0 | NA | NA | NA | NA |  | N/A | N/A | N/A | N/A | N/A | N/A | N/A | N/A | N/A | N/A | N/A | N/A | N/A | N/A | N/A
50HW05 | 2025-02-11 | PEDM | 33/11 |  | 1x3.0 | ICAR | 50HW05 | Urban | 4.5 | 11kV | BARE CONDUCTOR | June, 2012 | BAIRABI | Yes | Yes | MIZ01088 | 1 | 250 | KOLASIB | 7005538265 | 9436143244 | SGIL | 37 | 2025-02-11 10:00 | OK |  | KOLASIB | KOLASIB | 24.219427 | 92.672658 | POJECT CIRCLE - I | Kolasib Power Division | KSPD01 | Kolasib Power SD | 501 | Project Veng | HW | 0 | 1 | 0 | 0 | 0 | NA | NA | NA | NA |  | N/A | N/A | N/A | N/A | N/A | N/A | N/A | N/A | N/A | N/A | N/A | N/A | N/A | N/A | N/A
50HW06 | 2025-02-11 | PEDM | 33/11 |  | 1x3.0 | Vengthar | 50HW06 | Urban | 7.9 | 11kV | BARE CONDUCTOR | June, 2012 | BAIRABI | Yes | Yes | X1396094 | 16 | 2339 | KOLASIB | 7005538265 | 9436143244 | SGIL | 37 | 2025-02-11 10:03 | Ok |  | KOLASIB | KOLASIB | 24.219427 | 92.672658 | POJECT CIRCLE - I | Kolasib Power Division | KSPD01 | Kolasib Power SD | 501 | Project Veng | HW | 0 | 1868 | 4 | 1 | 0 | NA | NA | NA | NA |  | N/A | N/A | N/A | N/A | N/A | N/A | N/A | N/A | N/A | N/A | N/A | N/A | N/A | N/A | N/A
50HW07 | 2025-02-11 | PEDM | 33/11 |  | 1x3.0 | Rengtekawn | 50HW07 | Urban | 3.5 | 11kV | BARE CONDUCTOR | June, 2012 | BAIRABI | Yes | Yes | X1396093 | 13 | 965 | KOLASIB | 8119969009 | 9436143244 | SGIL | 37 | 2025-02-11 10:07 | Ok |  | KOLASIB | KOLASIB | 24.219427 | 92.672658 | POJECT CIRCLE - I | Kolasib Power Division | KSPD01 | Kolasib Power SD | 501 | Project Veng | HW | 0 | 1151 | 8 | 0 | 0 | NA | NA | NA | NA |  | N/A | N/A | N/A | N/A | N/A | N/A | N/A | N/A | N/A | N/A | N/A | N/A | N/A | N/A | N/A
50HW08 | 2025-02-11 | PEDM | 33/11 |  | 1x3.0 | PHE | 50HW08 | Urban | 15.3 | 11kV | BARE CONDUCTOR | June, 2012 | BAIRABI | Yes | Yes | X1396095 | 1 | 1250 | KOLASIB | 8119969009 | 9436143244 | SGIL | 37 | 2025-02-11 10:09 | OK |  | KOLASIB | KOLASIB | 24.219427 | 92.672658 | POJECT CIRCLE - I | Kolasib Power Division | KSPD01 | Kolasib Power SD | 501 | Project Veng | HW | 0 | 1 | 0 | 0 | 0 | NA | NA | NA | NA |  | N/A | N/A | N/A | N/A | N/A | N/A | N/A | N/A | N/A | N/A | N/A | N/A | N/A | N/A | N/A
50HW20 | 2025-02-11 | PEDM | 33/11 |  | 1x3.0 | Incoming | 50HW20 | Urban | N/A | 33kV | BARE CONDUCTOR | June, 2012 | BAIRABI | Yes | Yes | MIZ01063 | 0 | 0 | KOLASIB | 8119969009 | 9436143244 | SGIL | 37 | 2025-02-11 09:40 | OK |  | KOLASIB | KOLASIB | 24.219427 | 92.672658 | POJECT CIRCLE - I | Kolasib Power Division | KSPD01 | Kolasib Power SD | 501 | Project Veng | HW | 0 | 0 | 0 | 0 | 0 | NA | NA | NA | NA |  | N/A | N/A | N/A | N/A | N/A | N/A | N/A | N/A | N/A | N/A | N/A | N/A | N/A | N/A | N/A
50HX01 | 2025-02-09 | PEDM | 33/11 |  | 1x2.5 | Bairabi | 50HX01 | Urban | 4 | 11kV | BARE CONDUCTOR | January,1995 | SENTLANG | Yes | Yes | 15017804 | 9 | 1713 | BILKHAWTHLIR | 8974923955 | 9436155551 | SGIL | 37 | 2025-02-09 23:57 | OK |  | KOLASIB | BILKHAWTHLIR | 24.198572 | 92.542865 | POJECT CIRCLE - I | Kolasib Power Division | KSPD01 | Transmission & Switchyard SD | 503 | Bairabi | HX | 0 | 1253 | 0 | 0 | 2 | NA | NA | NA | NA |  | N/A | N/A | N/A | N/A | N/A | N/A | N/A | N/A | N/A | N/A | N/A | N/A | N/A | N/A | N/A
50HX02 | 2025-02-10 | PEDM | 33/11 |  | 1x2.5 | Railway | 50HX02 | Urban | 7 | 11kV | BARE CONDUCTOR | January,1995 | SENTLANG | Yes | Yes | 15017804 | 8 | 234 | BILKHAWTHLIR | 8974923955 | 9436155551 | SGIL | 37 | 2025-02-10 00:05 | OK |  | KOLASIB | BILKHAWTHLIR | 24.198572 | 92.542865 | POJECT CIRCLE - I | Kolasib Power Division | KSPD01 | Transmission & Switchyard SD | 503 | Bairabi | HX | 0 | 756 | 0 | 0 | 0 | NA | NA | NA | NA |  | N/A | N/A | N/A | N/A | N/A | N/A | N/A | N/A | N/A | N/A | N/A | N/A | N/A | N/A | N/A
50HX03 | 2025-02-10 | PEDM | 33/11 |  | 1x2.5 | Pangbal | 50HX03 | Rural | 6 | 11kV | BARE CONDUCTOR | January,1995 | SENTLANG | Yes | Yes | 15111389 | 7 | 1595 | BILKHAWTHLIR | 8974923955 | 9436155551 | SGIL | 37 | 2025-02-10 00:07 | OK |  | KOLASIB | BILKHAWTHLIR | 24.198572 | 92.542865 | POJECT CIRCLE - I | Kolasib Power Division | KSPD01 | Transmission & Switchyard SD | 503 | Bairabi | HX | 0 | 653 | 0 | 0 | 0 | NA | NA | NA | NA |  | N/A | N/A | N/A | N/A | N/A | N/A | N/A | N/A | N/A | N/A | N/A | N/A | N/A | N/A | N/A
50HX20 | 2025-02-09 | PEDM | 33/11 |  | 1x2.5 | Incoming | 50HX20 | Urban | N/A | 33kV | BARE CONDUCTOR | January,1995 | SENTLANG | Yes | Yes | 15077844 | 0 | 0 | BILKHAWTHLIR | 8974923955 | 9436155551 | SGIL | 37 | 2025-02-09 23:54 | OK |  | KOLASIB | BILKHAWTHLIR | 24.198572 | 92.542865 | POJECT CIRCLE - I | Kolasib Power Division | KSPD01 | Transmission & Switchyard SD | 503 | Bairabi | HX | 0 | 0 | 0 | 0 | 0 | NA | NA | NA | NA |  | N/A | N/A | N/A | N/A | N/A | N/A | N/A | N/A | N/A | N/A | N/A | N/A | N/A | N/A | N/A
50HX21 | 2025-02-10 | PEDM | 33/11 |  | 1x2.5 | Zamuang | 50HX21 | Rural | 8 | 33kV | BARE CONDUCTOR | January,1995 | SENTLANG | Yes | Yes | IEM10003120A | 0 | 0 | BILKHAWTHLIR | 8974923955 | 9436155551 | SGIL | 37 | 2025-02-10 00:12 | OK |  | KOLASIB | BILKHAWTHLIR | 24.198572 | 92.542865 | POJECT CIRCLE - I | Kolasib Power Division | KSPD01 | Transmission & Switchyard SD | 503 | Bairabi | HX | 0 | 0 | 0 | 0 | 0 | NA | NA | NA | NA |  | N/A | N/A | N/A | N/A | N/A | N/A | N/A | N/A | N/A | N/A | N/A | N/A | N/A | N/A | N/A
50HY01 | 2025-02-10 | PEDM | 33/11 KV |  | 1x2.5 | Bilkhawthlir | 50HY01 | Rural | 3.50 | 11kV | BARE CONDUCTOR | October, 2001 | BILKHAWTHLIR | Yes | No | X1396087 | 15 | 1193.00 | POJECT CIRCLE - I | 9612204458 | 9436143244 | SGIL | 37 | 2025-02-05 11:41 | Ok |  | Kolasib | POJECT CIRCLE - I | 24.345500 | 92.717511 | POJECT CIRCLE - I | Kolasib Power Division | KSPD01 | Vairengte Power SD | 504 | Bilkhawthlir | HY | 1313 | 0 | 24 | 0 | 6 | NA | NA | NA | NA |  | N/A | N/A | N/A | N/A | N/A | N/A | N/A | N/A | N/A | N/A | N/A | N/A | N/A | N/A | N/A
50HY02 | 2025-02-10 | PEDM | 33/11 |  | 1x2.5 | Chemphai | 50HY02 | Rural | 13 | 11kV | BARE CONDUCTOR | October, 2001 | BILKHAWTHLIR | Yes | No | X1396091 | 3 | 88 | BILKHAWTHLIR | 9612204458 | 9436143244 | SGIL | 37 | 2025-02-10 01:11 | OK |  | KOLASIB | BILKHAWTHLIR | 24.3455 | 92.717512 | POJECT CIRCLE - I | Kolasib Power Division | KSPD01 | Vairengte Power SD | 504 | Bilkhawthlir | HY | 229 | 0 | 3 | 0 | 1 | NA | NA | NA | NA |  | N/A | N/A | N/A | N/A | N/A | N/A | N/A | N/A | N/A | N/A | N/A | N/A | N/A | N/A | N/A
50HY03 | 2025-02-10 | PEDM | 33/11 |  | 1x2.5 | Buhchangphai | 50HY03 | Rural | 5.5 | 11kV | BARE CONDUCTOR | October, 2001 | BILKHAWTHLIR | Yes | Yes | X1396088 | 7 | 1215 | BILKHAWTHLIR | 9612204458 | 9436143244 | SGIL | 37 | 2025-02-10 01:24 | OK |  | KOLASIB | BILKHAWTHLIR | 24.3455 | 92.717512 | POJECT CIRCLE - I | Kolasib Power Division | KSPD01 | Vairengte Power SD | 504 | Bilkhawthlir | HY | 918 | 0 | 10 | 1 | 4 | NA | NA | NA | NA |  | N/A | N/A | N/A | N/A | N/A | N/A | N/A | N/A | N/A | N/A | N/A | N/A | N/A | N/A | N/A
50HY04 | 2025-02-10 | PEDM | 33/11 |  | 1x2.5 | PHE CHEMPHAI | 50HY04 | Rural | 13 | 11kV | BARE CONDUCTOR | October, 2001 | BILKHAWTHLIR | Yes | Yes | X1396091 | 1 | 500 | BILKHAWTHLIR | 9612204458 | 9436143244 | SGIL | 37 | 2025-02-10 01:26 | OK |  | KOLASIB | BILKHAWTHLIR | 24.3455 | 92.717512 | POJECT CIRCLE - I | Kolasib Power Division | KSPD01 | Vairengte Power SD | 504 | Bilkhawthlir | HY | 0 | 0 | 0 | 0 | 1 | NA | NA | NA | NA |  | N/A | N/A | N/A | N/A | N/A | N/A | N/A | N/A | N/A | N/A | N/A | N/A | N/A | N/A | N/A
50HY20 | 2025-02-10 | PEDM | 33/11 |  | 1x2.5 | Incoming | 50HY20 | Rural | N/A | 33kV | BARE CONDUCTOR | October, 2001 | BILKHAWTHLIR | Yes | Yes | X1396089 | 0 | 2500 | BILKHAWTHLIR | 9612204458 | 9436143244 | SGIL | 37 | 2025-02-10 01:00 | OK |  | KOLASIB | BILKHAWTHLIR | 24.3455 | 92.717512 | POJECT CIRCLE - I | Kolasib Power Division | KSPD01 | Vairengte Power SD | 504 | Bilkhawthlir | HY | 0 | 0 | 0 | 0 | 0 | NA | NA | NA | NA |  | N/A | N/A | N/A | N/A | N/A | N/A | N/A | N/A | N/A | N/A | N/A | N/A | N/A | N/A | N/A
50HY21 | 2025-03-12 | PEDM | 33/11 | N/A | 1x2.5 | vairengte | 50HY21 | Urban | 7.25 | 33kV | BARE CONDUCTOR | October, 2001 | BILKHAWTHLIR | NO | YES | IEM10003055A | 0 | 4100 | BILKHAWTHLIR | 9.6122e+009 | 9.6122e+009 | SGIL | 37 | 2025-03-12 08:03 |  | N/A | KOLASIB | BILKHAWTHLIR |  |  | POJECT CIRCLE - I | Kolasib Power Division | KSPD01 | Vairengte Power SD | 504 | Bilkhawthlir | HY | 0 | 0 | 0 | 0 | 0 | GENUS | 2A | THREE PHASE FOUR WIRE | YES | YES | N/A | N/A | N/A | N/A | N/A | N/A | N/A | N/A | N/A |  | N/A | N/A |  | N/A | N/A
50HZ01 | 2025-02-05 | PEDM | 132/33 KV |  | 1x3.0 | Vairengte | 50HZ01 | Urban | 7.25 | 11kV | BARE CONDUCTOR | January,1984 | BILKHAWTHLIR | Yes | Yes | IEM10003055A | 17 | 2553.00 | POJECT CIRCLE - I | 8974792600 | 9436143244 | SGIL | 37 | 2025-02-05 11:36 | OK |  | Kolasib | Kolasib | 24.490715 | 92.756742 | POJECT CIRCLE - I | Kolasib Power Division | KSPD01 | Vairengte Power SD | 504 | Vairengte | HZ | 0 | 2280 | 19 | 0 | 11 | NA | NA | NA | NA |  | N/A | N/A | N/A | N/A | N/A | N/A | N/A | N/A | N/A | N/A | N/A | N/A | N/A | N/A | N/A
50HZ03 | 2025-03-12 | PEDM | 33/11 | N/A | 1x3.0 | Saiphai | 50HZ03 | Rural | N/A | 33kV | BARE CONDUCTOR | January,1984 | BILKHAWTHLIR | NO | N/A | N/A | 0 | 1600 | BILKHAWTHLIR | 8.97479e+009 | 8.97479e+009 | SGIL | 37 | 2025-03-12 08:03 | NO PANEL | N/A | KOLASIB | BILKHAWTHLIR | N/A | N/A | POJECT CIRCLE - I | Kolasib Power Division | KSPD01 | Vairengte Power SD | 504 | Vairengte | HZ | 0 | 0 | 0 | 0 | 0 | NA | NA | NA | NA | N/A | N/A | N/A | N/A | N/A | N/A | N/A | N/A | N/A | N/A |  | N/A | N/A |  | N/A | N/A
50HZ04 | 2025-02-27 | PEDM | 33/11 |  | 1x3.0 | Phainuam | 50HZ04 | Rural | 10.25 | 11kV | BARE CONDUCTOR | January,1984 | BILKHAWTHLIR | Yes | Yes | 15077884 | 8 | 313 | BILKHAWTHLIR | 8974792600 | 9436143244 | SGIL | 67 | 2025-02-27 17:46 | OK |  | KOLASIB | BILKHAWTHLIR | 24.490716 | 92.756742 | POJECT CIRCLE - I | Kolasib Power Division | KSPD01 | Vairengte Power SD | 504 | Vairengte | HZ | 374 | 0 | 2 | 0 | 5 | LnT Limited | 5-10A | CT | Yes | Yes | N/A | N/A | Yes | Yes | SCHNEIDER ELECTRIC |  | GWP6 | 400-200/5+5A |  |  |  |  | /CTPTMeter/meter_image_1740658570978.jpg | Yes | Yes | Good | Airtel
50HZ05 | 2025-02-27 | PEDM | 33/11 |  | 1x3.0 | MES | 50HZ05 | Urban | 9.05 | 11kV | BARE CONDUCTOR | January,1984 | BILKHAWTHLIR | Yes | Yes | 15111268 | 2 | 563 | BILKHAWTHLIR | 8974792600 | 9436143244 | SGIL | 67 | 2025-02-27 17:50 | OK |  | KOLASIB | BILKHAWTHLIR | 24.490716 | 92.756742 | POJECT CIRCLE - I | Kolasib Power Division | KSPD01 | Vairengte Power SD | 504 | Vairengte | HZ | 0 | 2 | 0 | 0 | 0 | LnT Limited | 5-10A | CT | Yes | Yes | N/A | N/A | Yes | Yes | SCHNEIDER ELECTRIC | 200A | GWP6 | 400-200/5+5A |  |  |  |  | /CTPTMeter/meter_image_1740658814080.jpg | Yes | Yes | Good | Airtel
50HZ06 | 2025-02-27 | PEDM | 33/11 |  | 1x3.0 | PHE | 50HZ06 | Urban | 15.3 | 11kV | BARE CONDUCTOR | January,1984 | BILKHAWTHLIR | Yes | Yes | 15111278 | 1 | 500 | BILKHAWTHLIR | 8974792600 | 9436143244 | SGIL | 67 | 2025-02-27 17:52 | OK |  | KOLASIB | BILKHAWTHLIR | 24.490716 | 92.756742 | POJECT CIRCLE - I | Kolasib Power Division | KSPD01 | Vairengte Power SD | 504 | Vairengte | HZ | 0 | 0 | 0 | 0 | 1 | LnT Limited | 5-10A | CT | Yes | Yes | N/A | N/A | Yes | Yes | SCHNEIDER ELECTRIC | 200A | GWP6 | 300-150/5+5A |  |  |  |  | /CTPTMeter/meter_image_1740658888685.jpg | Yes | Yes | Good | Airtel
50HZ07 | 2025-02-27 | PEDM | 33/11 |  | 1x3.0 | N Chhimluang | 50HZ07 | Rural | 12.38 | 11kV | BARE CONDUCTOR | January,1984 | BILKHAWTHLIR | Yes | Yes | 15111249 | 9 | 292 | BILKHAWTHLIR | 8974792600 | 9436143244 | SGIL | 67 | 2025-02-27 17:58 | OK |  | KOLASIB | BILKHAWTHLIR | 24.490716 | 92.756742 | POJECT CIRCLE - I | Kolasib Power Division | KSPD01 | Vairengte Power SD | 504 | Vairengte | HZ | 125 | 0 | 1 | 0 | 2 | LnT Limited | 5-10A | CT | Yes | Yes | N/A | N/A | Yes | Yes | SCHNEIDER ELECTRIC | 200A | GWP6 | 300-150/5+5A |  |  |  |  | /CTPTMeter/meter_image_1740659256900.jpg | Yes | Yes | good | Airtel
50HZ08 | 2025-02-27 | PEDM | 33/11 |  | 1x3.0 | IOC | 50HZ08 | Urban | 5.5 | 11kV | BARE CONDUCTOR | January,1984 | BILKHAWTHLIR | Yes | Yes | 15111301 | 7 | 713 | BILKHAWTHLIR | 8974792600 | 9436143244 | SGIL | 67 | 2025-02-27 17:59 | OK |  | KOLASIB | BILKHAWTHLIR | 24.490716 | 92.756742 | POJECT CIRCLE - I | Kolasib Power Division | KSPD01 | Vairengte Power SD | 504 | Vairengte | HZ | 0 | 378 | 10 | 0 | 2 | LnT Limited | 5-10A | CT | Yes | Yes | N/A | N/A | Yes | Yes | SCHNEIDER ELECTRIC | 200A | GWP6 | 300-150/5+5A |  |  |  |  | /CTPTMeter/meter_image_1740659317765.jpg | Yes | Yes | Good | Airtel
50HZ20 | 2025-02-05 | PEDM | 33/11 KV |  | 1x3.0 | Incoming | 50HZ20 | Rural |  | 33kV | BARE CONDUCTOR | January,1984 | BILKHAWTHLIR | No | Yes | X1396089 | 0 | 4100.00 | POJECT CIRCLE - I | 8974792600 | 9436143244 | SGIL | 37 | 2025-02-05 11:32 | OK |  | Kolasib | Kolasib | 24.490715 | 92.756742 | POJECT CIRCLE - I | Kolasib Power Division | KSPD01 | Vairengte Power SD | 504 | Vairengte | HZ | 0 | 0 | 0 | 0 | 0 | NA | NA | NA | NA |  | N/A | N/A | N/A | N/A | N/A | N/A | N/A | N/A | N/A | N/A | N/A | N/A | N/A | N/A | N/A
60EH01 | 2025-02-18 | PEDM | 33/11 |  | 2x2.5 | Chhiahtlang | 60EH01 | Urban | 3.8 | 11kV | BARE CONDUCTOR | May-90 | ZUANGTUI | Yes | Yes | XB470524 | 7 | 776 | SERCHHIP | 9366093480 | 9436146174 | SGIL | 67 | 2025-02-18 17:39 | OK |  | SERCHHIP | SERCHHIP | 23.35613 | 92.844491 | TRANSMISSION CIRCLE | Serchhip Power Division | SRPD01 | Serchhip S/S SD | 602 | Bukpui | EH | 0 | 1063 | 0 | 0 | 5 | Secure | 5-10A | CT | Yes | Yes | 20 | N/A | Yes | Yes | AREVA |  | RESIN CAST | 200-100/5+5A |  |  |  |  | /CTPTMeter/meter_image_1739880559183.jpg | Yes | Yes
60EH02 | 2025-02-18 | PEDM | 33/11 |  | 2x2.5 | PHE | 60EH02 | Urban | 15.3 | 11kV | BARE CONDUCTOR | May-90 | ZUANGTUI | Yes | Yes | MIZ01129 | 2 | 750 | SERCHHIP | 9436786122 | 9436146174 | SGIL | 67 | 2025-02-18 17:42 | OK |  | SERCHHIP | SERCHHIP | 23.35613 | 92.844491 | TRANSMISSION CIRCLE | Serchhip Power Division | SRPD01 | Serchhip S/S SD | 602 | Bukpui | EH | 0 | 0 | 0 | 0 | 1 | Secure | 5-10A | CT | Yes | Yes | 20 | N/A | Yes | Yes | AREVA | 800A | RESIN CAST | 200-100/5+5A |  |  |  |  | /CTPTMeter/meter_image_1739880688757.jpg | Yes | Yes
60EH03 | 2025-02-18 | PEDM | 33/11 |  | 2x2.5 | Serchhip-I | 60EH03 | Urban | 3.5 | 11kV | BARE CONDUCTOR | May-90 | ZUANGTUI | Yes | Yes | XB470526 | 0 | 0 | SERCHHIP | 9366093480 | 9436146174 | SGIL | 67 | 2025-02-18 17:43 | OK |  | SERCHHIP | SERCHHIP | 23.35613 | 92.844491 | TRANSMISSION CIRCLE | Serchhip Power Division | SRPD01 | Serchhip S/S SD | 602 | Bukpui | EH | 0 | 0 | 0 | 0 | 0 | Secure | 5-10A | CT | Yes | Yes | 20 | N/A | Yes | Yes | AREVA | 800A | RESIN CAST | 200-100/5+5A |  |  |  |  | /CTPTMeter/meter_image_1739880799831.jpg | Yes | Yes
60EH04 | 2025-02-18 | PEDM | 33/11 |  | 2x2.5 | Serchhip-II | 60EH04 | Urban | 3.56 | 11kV | BARE CONDUCTOR | May-90 | ZUANGTUI | Yes | Yes | XB470528 | 0 | 0 | SERCHHIP | 9366093480 | 9436146174 | SGIL | 67 | 2025-02-18 17:45 | OK |  | SERCHHIP | SERCHHIP | 23.35613 | 92.844491 | TRANSMISSION CIRCLE | Serchhip Power Division | SRPD01 | Serchhip S/S SD | 602 | Bukpui | EH | 0 | 0 | 0 | 0 | 0 | Secure | 5-10A | CT | Yes | Yes | 20 | N/A | Yes | Yes | AREVA | 800A | Resin cast | 200-100/5+5A |  |  |  |  | /CTPTMeter/meter_image_1739880884295.jpg | Yes | Yes
60EH05 | 2025-03-04 | PEDM | 0 | 0 | 0 | SAILAM | 60EH05 | Rural | 12.23 | 11kV | BARE CONDUCTOR | May 1990 | ZUANGTUI | NO | N/A | N/A | 0 | 0 | SERCHHIP | 9.43679e+009 | 9.43679e+009 | SGIL | 37 | 2025-03-04 12:29 | NO PANEL AVAILABLE | N/A | SERCHHIP | SERCHHIP | N/A | N/A | TRANSMISSION CIRCLE | Serchhip Power Division | SRPD01 | Serchhip S/S SD | 602 | Bukpui | EH | 0 | 0 | 0 | 0 | 0 | N/A | N/A | N/A | N/A | N/A | N/A | N/A | N/A | N/A | N/A | N/A | N/A | N/A | N/A | N/A | N/A | N/A |  | N/A | N/A
60EH06 | 2025-02-18 | PEDM | 33/11 |  | 2x2.5 | Thenhlum | 60EH06 | Urban | N/A | 33kV | BARE CONDUCTOR | May-90 | ZUANGTUI | Yes | Yes | IEM10003213A | 0 | 2500 | SERCHHIP | 9436786122 | 9436146174 | SGIL | 67 | 2025-02-18 17:33 |  |  | SERCHHIP | SERCHHIP | 23.35613 | 92.844491 | TRANSMISSION CIRCLE | Serchhip Power Division | SRPD01 | Serchhip S/S SD | 602 | Bukpui | EH | 0 | 0 | 0 | 0 | 0 | Genus | 6-10A | CT | Yes | Yes | 30 | N/A | Yes | Yes | [8 empty] | /CTPTMeter/meter_image_1739880166959.jpg | Yes | Yes
60EH08 | 2025-02-18 | PEDM | 33/11 |  | 2x2.5 | Chhingchhip | 60EH08 | Rural | N/A | 33kV | BARE CONDUCTOR | May-90 | ZUANGTUI | Yes | Yes | IEM10003067A | 0 | 0 | SERCHHIP | 9436786122 | 9436146174 | SGIL | 67 | 2025-02-18 17:35 | OK |  | SERCHHIP | SERCHHIP | 23.35613 | 92.844491 | TRANSMISSION CIRCLE | Serchhip Power Division | SRPD01 | Serchhip S/S SD | 602 | Bukpui | EH | 0 | 0 | 0 | 0 | 0 | Genus | 5-10A | CT | Yes | Yes | 30 | N/A | Yes | Yes | [8 empty] | /CTPTMeter/meter_image_1739880299636.jpg | Yes | Yes
60EH10 | 2025-02-18 | PEDM | 33/11 |  | 2x2.5 | Hnahthial | 60EH10 | Urban | N/A | 33kV | BARE CONDUCTOR | May-90 | ZUANGTUI | Yes | Yes | IEM10003212A | 0 | 0 | SERCHHIP | 9436786122 | 9436146174 | SGIL | 67 | 2025-02-18 17:37 | OK |  | SERCHHIP | SERCHHIP | 23.35613 | 92.844491 | TRANSMISSION CIRCLE | Serchhip Power Division | SRPD01 | Serchhip S/S SD | 602 | Bukpui | EH | 0 | 0 | 0 | 0 | 0 | Genus | 5-10A | CT | Yes | Yes | 60 | N/A | Yes | Yes | [8 empty] | /CTPTMeter/meter_image_1739880428639.jpg | Yes | Yes
60HAD01 | 2025-04-07 | PEDM | 33/11 |  | 1x1.6 | Buarpui | 60HAD01 | Rural | N/A | 33kV | BARE CONDUCTOR | March, 2012 | BUKPUI | Yes | Yes | IEM0003127A | 0 | 2500 | SERCHHIP | 9485055365 | 9436146174 | SGIL | 67 | 2025-04-07 14:38 |  |  | SERCHHIP | SERCHHIP | 23.276361219038126 | 92.77222864329815 | TRANSMISSION CIRCLE | Serchhip Power Division | SRPD01 | Serchhip Power SD | 601 | Thenzawl | HAD | 0 | 0 | 0 | 0 | 0 | Genus | 1-2A | CT | Yes | Yes | N/A | N/A | Yes | No | [8 empty] | /CTPTMeter/meter_image_1744016884265.jpg | Yes | Yes |  | Airtel
60HAD02 | 2025-04-07 | PEDM | 33/11 |  | 1x1.6 | Thenzawl | 60HAD02 | Urban | 8.65 | 11kV | BARE CONDUCTOR | March, 2012 | BUKPUI | Yes | Yes | 7354146 | 35 | 1815 | SERCHHIP | 9485055365 | 9436146174 | SGIL | 67 | 2025-04-07 14:22 |  |  | SERCHHIP | SERCHHIP | 23.276420660676745 | 92.77225881814957 | TRANSMISSION CIRCLE | Serchhip Power Division | SRPD01 | Serchhip Power SD | 601 | Thenzawl | HAD | 0 | 2568 | 0 | 0 | 9 | LnT Limited | 5-10A | CT | Yes | Yes | N/A | N/A | Yes | Yes | AREVA | 800A | Resin cast | 200-100/5+5A | AREVA |  | PT005 | 11000/110 V | /CTPTMeter/meter_image_1744015910361.jpg | Yes | Yes |  | Airtel
60HAD03 | 2025-04-07 | PEDM | 33/11 |  | 1x1.6 | Buangpui | 60HAD03 | Rural | 12 | 11kV | BARE CONDUCTOR | March, 2012 | BUKPUI | Yes | Yes | 7354307 | 4 | 126 | SERCHHIP | 9485055365 | 9436146174 | SGIL | 67 | 2025-04-07 14:32 |  |  | SERCHHIP | SERCHHIP | 23.276370150685 | 92.77216091752052 | TRANSMISSION CIRCLE | Serchhip Power Division | SRPD01 | Serchhip Power SD | 601 | Thenzawl | HAD | 236 | 0 | 0 | 0 | 2 | LnT Limited | 5-10A | CT | Yes | Yes | N/A | N/A | Yes | Yes | AREVA | 800A | Resin cast | 50-25/5A |  |  |  |  | /CTPTMeter/meter_image_1744016545202.jpg | Yes | Yes |  | Airtel
60HAD04 | 2025-04-07 | PEDM | 33/11 |  | 1x1.6 | PTC | 60HAD04 | Urban | 10.7 | 11kV | BARE CONDUCTOR | March, 2012 | BUKPUI | Yes | Yes | 7354170 | 3 | 200 | SERCHHIP | 9485055365 | 9436146174 | SGIL | 67 | 2025-04-07 14:35 |  |  | SERCHHIP | SERCHHIP | 23.27649180581557 | 92.77207508683205 | TRANSMISSION CIRCLE | Serchhip Power Division | SRPD01 | Serchhip Power SD | 601 | Thenzawl | HAD | 158 | 0 | 0 | 0 | 1 | LnT Limited | 5-10A | CT | Yes | Yes | N/A | N/A | Yes | Yes | AREVA | 800A | Resin cast | 50-25/5A |  |  |  |  | /CTPTMeter/meter_image_1744016694634.jpg | Yes | Yes |  | Airtel
60HAD20 | 2025-04-07 | PEDM | 33/11 |  | 1x1.6 | Incoming | 60HAD20 | Urban | N/A | 33kV | BARE CONDUCTOR | March, 2012 | BUKPUI | Yes | Yes | 07354227 | 0 | 1600 | SERCHHIP | 9485055365 | 9436146174 | SGIL | 67 | 2025-04-07 14:19 |  |  | SERCHHIP | SERCHHIP | 23.276475790462957 | 92.77210794389248 | TRANSMISSION CIRCLE | Serchhip Power Division | SRPD01 | Serchhip Power SD | 601 | Thenzawl | HAD | 0 | 0 | 0 | 0 | 0 | LnT Limited | 5-10A | CT | Yes | Yes | N/A | N/A | Yes | Yes | AREVA | 800A | Resin cast | 300-150/5+5A | AUDIOVISION |  | PT005 | 11000/110 V | /CTPTMeter/meter_image_1744016192783.jpg | Yes | Yes |  | Airtel
60HAE01 | 2025-02-18 | PEDM | 33/11 |  | 1x2.5 | Chhingchhip | 60HAE01 | Rural | N/A | 11kV | BARE CONDUCTOR | December,2007 | BUKPUI | Yes | Yes | XC435340 | 4 | 864 | SERCHHIP | 9436786122 | 9436146174 | SGIL | 67 | 2025-02-18 16:07 | OK |  | SERCHHIP | SERCHHIP | 23.470082 | 92.855532 | TRANSMISSION CIRCLE | Serchhip Power Division | SRPD01 | Serchhip s/s sd | 602 | Chhingchhip | HAE | 944 | 0 | 0 | 0 | 4 | Secure | 5-10A | CT | Yes | Yes | 10 | N/A | Yes | Yes | AREVA | 800A | EPOXY TYPE | 50-25/5A |  |  |  |  | /CTPTMeter/meter_image_1739874996425.jpg | Yes | Yes
60HAE02 | 2025-02-18 | PEDM | 33/11 |  | 1x2.5 | Baktawng | 60HAE02 | Rural | 35.95 | 11kV | BARE CONDUCTOR | December,2007 | BUKPUI | Yes | Yes | XB470562 | 10 | 1313 | SERCHHIP | 9436786122 | 9436146174 | SGIL | 67 | 2025-02-18 16:01 | OK |  | SERCHHIP | SERCHHIP | 23.470082 | 92.855532 | TRANSMISSION CIRCLE | Serchhip Power Division | SRPD01 | Serchhip S/S Sd | 602 | Chhingchhip | HAE | 1199 | 0 | 1 | 0 | 8 | Secure | 5-10A | CT | Yes | Yes | 10 | N/A | Yes | Yes | AREVA | 200A | GWP6 | 50-25/5A |  |  |  |  | /CTPTMeter/meter_image_1739874641598.jpg | Yes | Yes
60HAE03 | 2025-02-18 | PEDM | 33/11 |  | 1x2.5 | HUALTU | 60HAE03 | Rural | 18 | 11kV | BARE CONDUCTOR | December,2007 | BUKPUI | Yes | Yes | XB470558 | 2 | 300 | SERCHHIP | 9366093480 | 9436146174 | SGIL | 67 | 2025-02-18 16:04 | OK |  | SERCHHIP | SERCHHIP | 23.470082 | 92.855532 | TRANSMISSION CIRCLE | Serchhip Power Division | SRPD01 | Serchhip S/S sd | 602 | Chhingchhip | HAE | 412 | 0 | 0 | 0 | 3 | HPL OAKTER | 5-10A | CT | Yes | Yes | 10 | N/A | Yes | Yes | AREVA | 800A | EPOXY CAST | 50-25/5A |  |  |  |  | /CTPTMeter/meter_image_1739874830594.jpg | Yes | Yes
60HAE04 | 2025-02-18 | PEDM | 33/11 |  | 1x2.5 | Thentlang | 60HAE04 | Rural | 13.4 | 11kV | BARE CONDUCTOR | December,2007 | BUKPUI | Yes | Yes | XB470558 | 2 | 1181 | SERCHHIP | 9436786122 | 9436146174 | SGIL | 67 | 2025-02-18 16:10 | OK |  | SERCHHIP | SERCHHIP | 23.470082 | 92.855532 | TRANSMISSION CIRCLE | Serchhip Power Division | SRPD01 | Serchhip s/s sd | 602 | Chhingchhip | HAE | 301 | 0 | 0 | 0 | 3 | HPL OAKTER | 5-10A | CT | Yes | Yes | 10 | N/A | Yes | Yes | AREVA | 800A | EPOXY CAST | 50-25/5A |  |  |  |  | /CTPTMeter/meter_image_1739874830594.jpg | Yes | Yes
60HAE05 | 2025-02-18 | PEDM | 33/11 |  | 1x2.5 | Saiknik | 60HAE05 | Rural | 2.5 | 11kV | BARE CONDUCTOR | December,2007 | BUKPUI | Yes | Yes | XB470559 | 1 | 900 | SERCHHIP | 9436786122 | 9436146174 | SGIL | 67 | 2025-02-18 16:15 | OK |  | SERCHHIP | SERCHHIP | 23.470082 | 92.855532 | TRANSMISSION CIRCLE | Serchhip Power Division | SRPD01 | Serchhip s/s sd | 602 | Chhingchhip | HAE | 1 | 0 | 0 | 0 | 0 | Secure | 5-10A | CT | Yes | Yes | 20 | N/A | Yes | Yes | AREVA |  | Epoxy cast | 50-25/5A |  |  |  |  | /CTPTMeter/meter_image_1739875480521.jpg | Yes | Yes
60HAE20 | 2025-02-18 | PEDM | 33/11 |  | 1x2.5 | Incoming | 60HAE20 | Rural | N/A | 33kV | BARE CONDUCTOR | December,2007 | BUKPUI | Yes | Yes | XB470530 | 0 | 0 | SERCHHIP | 9436786122 | 9436146174 | SGIL | 67 | 2025-02-18 15:58 | OK |  | SERCHHIP | SERCHHIP | 23.470082 | 92.855532 | TRANSMISSION CIRCLE | Serchhip Power Division | SRPD01 | SERCHHIP S/S SD | 602 | Chhingchhip | HAE | 0 | 0 | 0 | 0 | 0 | Secure | 5-10A | CT | Yes | Yes | N/A | N/A | Yes | Yes |  |  |  |  | AREVA |  | FIXED | 11000/110 V | /CTPTMeter/meter_image_1739874452657.jpg | Yes | Yes
60HAE21 | 2025-02-18 | PEDM | 33/11 |  | 1x2.5 | Thingsulthliah | 60HAE21 | Rural | 26.95 | 33kV | BARE CONDUCTOR | December,2007 | BUKPUI | Yes | Yes | Y0332537 | 0 | 0 | SERCHHIP | 9436786122 | 9436146174 | SGIL | 67 | 2025-02-18 16:12 | Ok |  | SERCHHIP | SERCHHIP | 23.470082 | 92.855532 | TRANSMISSION CIRCLE | Serchhip Power Division | SRPD01 | Serchhip s/s sd | 602 | Chhingchhip | HAE | 0 | 0 | 0 | 0 | 0 | Secure | 5-10A | CT | Yes | Yes | 30 | N/A | Yes | Yes | [8 empty] | /CTPTMeter/meter_image_1739875336019.jpg | Yes | Yes
60HAF01 | 2025-03-12 | PEDM | 33/11 | N/A | 1x2.5 | Khawlailung | 60HAF01 | Rural | N/A | 33kV | BARE CONDUCTOR | 2016 | BUKPUI | NO | NO |  | 0 | 1600 | E.LUNGDAR | 9.43615e+009 | 9.43615e+009 | SGIL | 37 | 2025-03-12 08:03 | NO METER | N/A | SERCHHIP | E. LUNGDAR | 23.202264 | 93.099457 | TRANSMISSION CIRCLE | Serchhip Power Division | SRPD01 | E. Lungdar Power SD | 603 | E. Lungdar | HAF | 0 | 0 | 0 | 0 | 0 | NA | NA | NA | NA | N/A | N/A | N/A | N/A | N/A | N/A | N/A | N/A | N/A | N/A |  | N/A | N/A |  | N/A | N/A
60HAF02 | 2025-02-19 | PEDM | 33/11 |  | 1x2.5 | E. Lungdar | 60HAF02 | Rural | 18.2 | 11kV | BARE CONDUCTOR | 2016 | BUKPUI | Yes | Yes | 15077850 | 10 | 538 | E.LUNGDAR | 9436146747 | 9436146174 | SGIL | 67 | 2025-02-19 12:30 | OK |  | SERCHHIP | E.LUNGDAR | 23.201912 | 93.099956 | TRANSMISSION CIRCLE | Serchhip Power Division | SRPD01 | E. Lungdar Power SD | 603 | E. Lungdar | HAF | 791 | 0 | 0 | 0 | 5 | LnT Limited | 5-10A | CT | Yes | Yes | N/A | N/A | Yes | Yes | ABB | 200A | GWP6 | 200-100/5+5A |  |  |  |  | /CTPTMeter/meter_image_1739948415915.jpg | Yes | Yes
60HAF03 | 2025-02-19 | PEDM | 33/11 |  | 1x2.5 | Leng | 60HAF03 | Rural | 13.5 | 11kV | BARE CONDUCTOR | 2016 | BUKPUI | Yes | Yes | 15077889 | 5 | 400 | E.LUNGDAR | 9436146747 | 9436146174 | SGIL | 67 | 2025-02-19 12:35 | ok |  | SERCHHIP | E.LUNGDAR | 23.201912 | 93.099956 | TRANSMISSION CIRCLE | Serchhip Power Division | SRPD01 | E. Lungdar Power SD | 603 | E. Lungdar | HAF | 425 | 0 | 0 | 0 | 3 | LnT Limited | 5-10A | CT | Yes | Yes | N/A | N/A | Yes | Yes | ABB | 200A | GWP6 | 200-100/5+5A |  |  |  |  | /CTPTMeter/meter_image_1739948694022.jpg | Yes | Yes
60HAF04 | 2025-02-19 | PEDM | 33/11 |  | 1x2.5 | Medical | 60HAF04 | Rural | 7.5 | 11kV | BARE CONDUCTOR | 2016 | BUKPUI | Yes | Yes | 15111231 | 1 | 25 | E.LUNGDAR | 9436146747 | 9436146174 | SGIL | 67 | 2025-02-19 12:39 | OK |  | SERCHHIP | E.LUNGDAR | 23.201912 | 93.099956 | TRANSMISSION CIRCLE | Serchhip Power Division | SRPD01 | E. Lungdar Power SD | 603 | E. Lungdar | HAF | 56 | 0 | 0 | 0 | 0 | LnT Limited | 5-10A | CT | Yes | Yes | N/A | N/A | Yes | Yes | ABB | 200A | GWP6 | 200-100/5+5A |  |  |  |  | /CTPTMeter/meter_image_1739948946939.jpg | Yes | Yes
60HAF05 | 2025-02-19 | PEDM | 33/11 |  | 1x2.5 | N. Vanlaiphai | 60HAF05 | Urban | N/A | 33kV | BARE CONDUCTOR | 2016 | BUKPUI | Yes | Yes | IEM10003248A | 0 | 0 | E.LUNGDAR | 9436146747 | 9436146174 | SGIL | 67 | 2025-02-19 12:42 | OK |  | SERCHHIP | E.LUNGDAR | 23.201912 | 93.099956 | TRANSMISSION CIRCLE | Serchhip Power Division | SRPD01 | E. Lungdar Power SD | 603 | E. Lungdar | HAF | 0 | 0 | 0 | 0 | 0 | Genus | 5-10A | CT | No | Yes | N/A | N/A | Yes | Yes | [8 empty] | /CTPTMeter/meter_image_1739949131007.jpg | Yes | Yes
60HAG01 | 2025-02-19 | PEDM | 33/11 |  | 1x2.5 | N. Vanlaiphai | 60HAG01 | Urban | N/A | 11kV | BARE CONDUCTOR | 1998 | E.LUNGDAR | Yes | Yes | XE472574 | 14 | 977 | E.LUNGDAR | 8974843508 | 9436377712 | SGIL | 67 | 2025-02-19 15:00 | OK |  | SERCHHIP | E.LUNGDAR | 23.133801 | 93.057121 | TRANSMISSION CIRCLE | Maicham Project Division | MCPD01 | Maicham Project SD-I | 604 | Zaizawhtlang(N.VANLAIPHAI) | HAG | 0 | 1107 | 34 | 5 | 1 | LnT Limited | 5-10A | CT | Yes | Yes | N/A | Meter | Yes | Only PT | SCHNEIDER ELECTRIC | 200A | GWP6 | 200-100/5A |  |  | FIXED |  | /CTPTMeter/meter_image_1739957413889.jpg | Yes | Yes
60HAG02 | 2025-02-19 | PEDM | 33/11 |  | 1x2.5 | Lungkawlh | 60HAG02 | Rural | 10.3 | 11kV | BARE CONDUCTOR | 1998 | E.LUNGDAR | Yes | Yes | XE472572 | 9 | 952 | E.LUNGDAR | 9612740637 | 9436377712 | SGIL | 67 | 2025-02-19 15:02 | OK |  | SERCHHIP | E.LUNGDAR | 23.133801 | 93.057121 | TRANSMISSION CIRCLE | Maicham Project Division | MCPD01 | Maicham Project SD-I | 604 | Zaizawhtlang(N.VANLAIPHAI) | HAG | 1564 | 0 | 26 | 0 | 3 | Secure | 5-10A | CT | Yes | Yes | N/A | N/A | Yes | Only CT | SCHNEIDER ELECTRIC | 200A | GWP6 | 200-100/5+5A |  |  | FIXED |  | /CTPTMeter/meter_image_1739957519558.jpg | Yes | Yes
60HAG03 | 2025-02-19 | PEDM | 33/11 |  | 1x2.5 | Bawktlang | 60HAG03 | Rural | 13.6 | 11kV | BARE CONDUCTOR | 1998 | E.LUNGDAR | Yes | Yes | XE472571 | 3 | 163 | E.LUNGDAR | 8974843508 | 9436377712 | SGIL | 67 | 2025-02-19 15:03 | OK |  | SERCHHIP | E.LUNGDAR | 23.133801 | 93.057121 | TRANSMISSION CIRCLE | Maicham Project Division | MCPD01 | Maicham Project SD-I | 604 | Zaizawhtlang(N.VANLAIPHAI) | HAG | 402 | 0 | 13 | 0 | 1 | Secure | 5-10A | CT | Yes | Yes | N/A | N/A | Yes | Only CT | SCHNEIDER ELECTRIC | 200A | GWP6 | 200-100/5+5A |  |  | FIXED |  | /CTPTMeter/meter_image_1739957607044.jpg | Yes | Yes
60HAG20 | 2025-02-19 | PEDM | 33/11 |  | 1x2.5 | Incoming | 60HAG20 | Urban | N/A | 33kV | BARE CONDUCTOR | 1998 | E.LUNGDAR | Yes | Yes | XE472573 | 0 | 2500 | E.LUNGDAR | 8974843508 | 9436146174 | SGIL | 67 | 2025-02-19 14:57 | OK |  | SERCHHIP | E.LUNGDAR | 23.133801 | 93.057121 | TRANSMISSION CIRCLE | Maicham Project Division | MCPD01 | Maicham Project SD-I | 604 | Zaizawhtlang(N.VANLAIPHAI) | HAG | 0 | 0 | 0 | 0 | 0 | Secure | 5-10A | CT | Yes | Yes | N/A | N/A | Yes | Only CT | [6 empty] | FIXED |  | /CTPTMeter/meter_image_1739957190269.jpg | Yes | Yes
60HAI01 | 2025-02-19 | PEDM | N/A |  | N/A | Serchhip | 60HAI01 | Urban | 19.16 | 11kV | BARE CONDUCTOR | N/A | ZUANGTUI | Yes | Yes | MIZ01001 | 25 | 2726 | SERCHHIP | 7640811936 | 9436146174 | SGIL | 67 | 2025-02-19 09:06 | OK |  | SERCHHIP | SERCHHIP | 23.318125 | 92.856699 | TRANSMISSION CIRCLE | Serchhip Power Division | SRPD01 | Serchhip Power SD | 601 | Switching S/S | HAI | 0 | 2976 | 0 | 0 | 6 | Secure | 5-10A | CT | Yes | Yes | N/A | N/A | Yes | Yes | AREVA | 800A | RESIN CAST | 200-100/5+5A |  |  |  |  | /CTPTMeter/meter_image_1739936135094.jpg | Yes | Yes
60HAI02 | 2025-02-19 | PEDM | N/A |  | N/A | New Serchhip | 60HAI02 | Urban | 14 | 11kV | BARE CONDUCTOR | N/A | ZUANGTUI | Yes | Yes | MIZ01002 | 11 | 1301 | SERCHHIP | 7640811936 | 9436146174 | SGIL | 67 | 2025-02-19 09:07 | OK |  | SERCHHIP | SERCHHIP | 23.318125 | 92.856699 | TRANSMISSION CIRCLE | Serchhip Power Division | SRPD01 | Serchhip Power SD | 601 | Switching S/S | HAI | 0 | 1938 | 0 | 0 | 6 | Secure | 5-10A | CT | Yes | Yes | N/A | N/A | Yes | Yes | AREVA | 800A | RESIN CAST | 200-100/5+5A |  |  |  |  | /CTPTMeter/meter_image_1739936241613.jpg | Yes | Yes
60HAI03 | 2025-02-19 | PEDM | N/A |  | N/A | SERCHHIP STATION SERVICE 11 KV | 60HAI03 | Urban | N/A | 11kV | BARE CONDUCTOR | N/A | ZUANGTUI | Yes | Yes | XB470522 | 1 | 63 | SERCHHIP | 7640811936 | 9436146174 | SGIL | 67 | 2025-02-19 09:10 | OK |  | SERCHHIP | SERCHHIP | 23.318125 | 92.856699 | TRANSMISSION CIRCLE | Serchhip Power Division | SRPD01 | Serchhip Power SD | 601 | Switching S/S | HAI | 0 | 18 | 0 | 0 | 0 | Secure | 5-10A | CT | Yes | Yes | N/A | N/A | Yes | Yes | AREVA | 800A | Resin cast | 50-25/5A |  |  |  |  | /CTPTMeter/meter_image_1739936396842.jpg | Yes | Yes
60HAI04 | 2025-02-19 | PEDM | N/A |  | N/A | Keitum | 60HAI04 | Rural | 3.2 | 11kV | BARE CONDUCTOR | N/A | ZUANGTUI | Yes | Yes | XB470521 | 6 | 1288 | SERCHHIP | 7640811936 | 9436146174 | SGIL | 67 | 2025-02-19 09:12 | OK |  | SERCHHIP | SERCHHIP | 23.318125 | 92.856699 | TRANSMISSION CIRCLE | Serchhip Power Division | SRPD01 | Serchhip Power SD | 601 | Switching S/S | HAI | 995 | 0 | 0 | 0 | 4 | Secure | 5-10A | CT | Yes | Yes | N/A | N/A | Yes | Yes | AREVA | 800A | Resin cast | 200-100/5+5A |  |  |  |  | /CTPTMeter/meter_image_1739936501214.jpg | Yes | Yes
60HAI05 | 2025-02-19 | PEDM | N/A |  | N/A | Lungpho | 60HAI05 | Rural | 38 | 11kV | BARE CONDUCTOR | N/A | ZUANGTUI | Yes | Yes | XB470523 | 6 | 588 | SERCHHIP | 7640811936 | 9436146174 | SGIL | 67 | 2025-02-19 09:14 | OK |  | SERCHHIP | SERCHHIP | 23.318125 | 92.856699 | TRANSMISSION CIRCLE | Serchhip Power Division | SRPD01 | Serchhip Power SD | 601 | Switching S/S | HAI | 557 | 0 | 0 | 0 | 5 | Secure | 5-10A | CT | Yes | Yes | N/A | N/A | Yes | Yes | AREVA | 800A | Resin Cast | 200-100/5+5A |  |  |  |  | /CTPTMeter/meter_image_1739936664355.jpg | Yes | Yes
60HAI06 | 2025-02-19 | PEDM | N/A |  | N/A | Hriangtlang(Keitum nen Dah kawp) | 60HAI06 | Urban | 9 | 11kV | BARE CONDUCTOR | N/A | ZUANGTUI | Yes | Yes | XB470521 | 1 | 125 | SERCHHIP | 7640811936 | 9436146174 | SGIL | 67 | 2025-02-19 09:16 | OK |  | SERCHHIP | SERCHHIP | 23.318125 | 92.856699 | TRANSMISSION CIRCLE | Serchhip Power Division | SRPD01 | Serchhip Power SD | 601 | Switching S/S | HAI | 114 | 0 | 0 | 0 | 1 | Secure | 5-10A | CT | Yes | Yes | N/A | N/A | Yes | Yes | AREVA | 800A | Resin cast | 200-100/5+5A |  |  |  |  | /CTPTMeter/meter_image_1739936501214.jpg | Yes | Yes
60HAM01 | 2025-04-07 | PEDM | 33/11 |  | 1x2.5 | Buarpui | 60HAM01 | Rural | N/A | 11kV | BARE CONDUCTOR | 2017 | BUKPUI | Yes | Yes | XB470593 | 5 | 413 | WEST BUNGHMUN | 9366093480 | 9436146174 | SGIL | 67 | 2025-04-07 18:34 |  |  | SERCHHIP | WEST BUNGHMUN | 23.278422 | 92.654529 | TRANSMISSION CIRCLE | Serchhip Power Division | SRPD01 | Serchhip S/S SD | 602 | Buarpui | HAM | 328 | 0 | 0 | 0 | 3 | Secure | 5+10A | CT | Yes | Yes | 5 | N/A | Yes | Yes | SCHNEIDER ELECTRIC | 800A | GWP6 | 50-25/5A | SCHNEIDER ELECTRIC |  | FIXED | 11000/110 V | /CTPTMeter/meter_image_1744031011108.jpg | Yes | Yes |  | Airtel
60HAM02 | 2025-04-07 | PEDM | 33/11 |  | 1x2.5 | W.Bungtlang | 60HAM02 | Rural | 32.2 | 11kV | BARE CONDUCTOR | 2017 | BUKPUI | Yes | Yes | XB470594 | 2 | 50 | WEST BUNGHMUN | 9366093480 | 9436146174 | SGIL | 67 | 2025-04-07 18:36 |  |  | SERCHHIP | WEST BUNGHMUN | 23.278422 | 92.654529 | TRANSMISSION CIRCLE | Serchhip Power Division | SRPD01 | Serchhip S/S SD | 602 | Buarpui | HAM | 100 | 0 | 0 | 0 | 2 | Secure | 5-10A | CT | Yes | Yes | 5 | N/A | Yes | Only CT | SCHNEIDER ELECTRIC | 800A | GWP6 | 50-25/5A |  |  |  |  | /CTPTMeter/meter_image_1744031202415.jpg | Yes | Yes |  | Airtel
60HAM03 | 2025-04-07 | PEDM | 33/11 |  | 1x2.5 | Dengsur | 60HAM03 | Rural | 42.3 | 11kV | BARE CONDUCTOR | 2017 | BUKPUI | Yes | Yes | XB470597 | 8 | 151 | WEST BUNGHMUN | 9436786122 | 9436146174 | SGIL | 67 | 2025-04-07 18:41 |  |  | SERCHHIP | WEST BUNGHMUN | 23.278422 | 92.654529 | TRANSMISSION CIRCLE | Serchhip Power Division | SRPD01 | Serchhip S/S SD | 602 | Buarpui | HAM | 198 | 0 | 0 | 0 | 3 | Secure | 5-10A | CT | Yes | Yes | 5 | N/A | Yes | Yes | SCHNEIDER ELECTRIC | 800A | GWP6 | 50-25/5A |  |  |  |  | /CTPTMeter/meter_image_1744031375935.jpg | Yes | Yes |  | Airtel
60HAM20 | 2025-04-07 | PEDM | 33/11 |  | 1x2.5 | Incoming | 60HAM20 | Rural | N/A | 33kV | BARE CONDUCTOR | 2017 | BUKPUI | Yes | Yes | XB470595 | 0 | 1600 | WEST BUNGHMUN | 9436786122 | 9436146174 | SGIL | 67 | 2025-04-07 18:27 |  |  | SERCHHIP | WEST BUNGHMUN | 23.278422 | 92.654529 | TRANSMISSION CIRCLE | Serchhip Power Division | SRPD01 | Serchhip S/S SD | 602 | Buarpui | HAM | 0 | 0 | 0 | 0 | 0 | Secure | 5-10A | CT | Yes | Yes | N/A | N/A | Yes | Yes | SCHNEIDER ELECTRIC |  |  |  | SCHNEIDER ELECTRIC |  | FIXED | 11000/110 V | /CTPTMeter/meter_image_1744030681332.jpg | Yes | Yes |  | Airtel
60HBS01 | 2025-02-19 | PEDM | 33/11 |  | 1x1.6 | Khawlailung | 60HBS01 | Rural | N/A | 11kV | BARE CONDUCTOR | 11 May, 2018 | E.LUNGDAR | Yes | Yes | 16046185 | 5 | 463 | E.LUNGDAR | 8974843508 | 9436377712 | SGIL | 67 | 2025-02-19 16:31 | OK |  | SERCHHIP | E.LUNGDAR | 23.218158 | 92.987584 | TRANSMISSION CIRCLE | Maicham Project Division | MCPD01 | Maicham Project SD-I | 604 | KHAWLAILUNG | HBS | 574 | 0 | 9 | 0 | 2 | LnT Limited | 5-10A | CT | Yes | Yes | N/A | N/A | Yes | Yes | ABB INDIA LTD | 200A | GWP6 | 200-100/5+5A |  |  |  |  | /CTPTMeter/meter_image_1739962868342.jpg | Yes | Yes
60HBS02 | 2025-02-19 | PEDM | 33/11 |  | 1x1.6 | Chekawn | 60HBS02 | Rural | 3.5 | 11kV | BARE CONDUCTOR | 11 May, 2018 | E.LUNGDAR | Yes | Yes | 16046516 | 3 | 376 | E.LUNGDAR | 8974843508 | 9436377712 | SGIL | 67 | 2025-02-19 16:33 | OK |  | SERCHHIP | E.LUNGDAR | 23.218158 | 92.987584 | TRANSMISSION CIRCLE | Maicham Project Division | MCPD01 | Maicham Project SD-I | 604 | KHAWLAILUNG | HBS | 295 | 0 | 12 | 0 | 1 | LnT Limited | 5-10A | CT | Yes | Yes | N/A | N/A | Yes | Yes | ABB INDIA LTD | 200A | Phase to Earth | 200-100/5+5A |  |  |  |  | /CTPTMeter/meter_image_1739962984032.jpg | Yes | Yes
60HBS03 | 2025-02-19 | PEDM | 33/11 |  | 1x1.6 | Piler | 60HBS03 | Rural | 2.56 | 11kV | BARE CONDUCTOR | 11 May, 2018 | E.LUNGDAR | Yes | Yes | 16046412 | 1 | 63 | E.LUNGDAR | 8974843508 | 9436377712 | SGIL | 67 | 2025-02-19 16:36 | OK |  | SERCHHIP | E.LUNGDAR | 23.218158 | 92.987584 | TRANSMISSION CIRCLE | Maicham Project Division | MCPD01 | Maicham Project SD-I | 604 | KHAWLAILUNG | HBS | 85 | 0 | 2 | 0 | 1 | LnT Limited | 5-10A | CT | Yes | Yes | N/A | N/A | Yes | Yes | ERICON | 200A | GWP4 | 200-100/5+5A |  |  |  |  | /CTPTMeter/meter_image_1739963147283.jpg | Yes | Yes
60HBS04 | 2025-02-19 | PEDM | 33/11 |  | 1x1.6 | Hmunzawl | 60HBS04 | Rural | 7.92 | 11kV | BARE CONDUCTOR | 11 May, 2018 | E.LUNGDAR | Yes | Yes | 16046290 | 2 | 126 | E.LUNGDAR | 8974843508 | 9436377712 | SGIL | 67 | 2025-02-19 16:40 | OK |  | SERCHHIP | E.LUNGDAR | 23.218158 | 92.987584 | TRANSMISSION CIRCLE | Maicham Project Division | MCPD01 | Maicham Project SD-I | 604 | KHAWLAILUNG | HBS | 197 | 0 | 3 | 0 | 1 | LnT Limited | 5-10A | CT | Yes | Yes | N/A | N/A | Yes | Yes | ERICON | 200A | GWP4 | 200-100/5+5A |  |  |  |  | /CTPTMeter/meter_image_1739963416445.jpg | Yes | Yes
60HBS20 | 2025-02-19 | PEDM | 33/11 |  | 1x1.6 | Incoming | 60HBS20 | Rural | N/A | 33kV | BARE CONDUCTOR | 11 May, 2018 | E.LUNGDAR | Yes | Yes | 16058977 | 0 | 0 | E.LUNGDAR | 9612740637 | 9436377712 | SGIL | 67 | 2025-02-19 16:38 | OK |  | SERCHHIP | E.LUNGDAR | 23.218158 | 92.987584 | TRANSMISSION CIRCLE | Maicham Project Division | MCPD01 | Maicham Project SD-I | 604 | KHAWLAILUNG | HBS | 0 | 0 | 0 | 0 | 0 | LnT Limited | 5-10A | CT | Yes | Yes | N/A | N/A | Yes | Yes |  |  |  |  | GEMINI INSTRATECH |  | FIXED | 11000/110 V | /CTPTMeter/meter_image_1739963294935.jpg | Yes | Yes
60HO01 | 2025-03-04 | PEDM |  | 2.5 |  | Thenhlum | 60HO01 | Rural | 16 | 11kV | BARE CONDUCTOR | April, 1998 | BUKPUI | NO | N/A | N/A | 7 | 476 | WEST BUNGHMUN | 9.43679e+009 | 9.43679e+009 | SGIL | 37 | 2025-03-04 12:29 | NO METER | N/A | SERCHHIP | SERCHHIP | N/A | N/A | TRANSMISSION CIRCLE | Serchhip Power Division | SRPD01 | Serchhip S/S SD | 602 | Thenhlum | HO | 0 | 285 | 0 | 0 | 3 | N/A | N/A | N/A | N/A | N/A | 10 | N/A | N/A | N/A | N/A | N/A | N/A | N/A | N/A | N/A | N/A | N/A |  | N/A | N/A
60HO02 | 2025-03-04 | PEDM | 0 | 0 | 0 | Bunghmun | 60HO02 | Rural | 50.8 | 11kV | BARE CONDUCTOR | April, 1998 | BUKPUI | NO | N/A | N/A | 12 | 475 | WEST BUNGHMUN | 9.43679e+009 | 9.43679e+009 | SGIL | 37 | 2025-03-04 12:29 | NO METER | N/A | SERCHHIP | SERCHHIP | N/A | N/A | TRANSMISSION CIRCLE | Serchhip Power Division | SRPD01 | Serchhip S/S SD | 602 | Thenhlum | HO | 0 | 517 | 0 | 0 | 5 | N/A | N/A | N/A | N/A | N/A | 10 | N/A | N/A | N/A | N/A | N/A | N/A | N/A | N/A | N/A | N/A | N/A |  | N/A | N/A
60HO03 | 2025-03-04 | PEDM | 0 | 0 | 0 | Changpui | 60HO03 | Rural | 12.5 | 11kV | BARE CONDUCTOR | April, 1998 | BUKPUI | NO | N/A | N/A | 4 | 163 | WEST BUNGHMUN | 9.36609e+009 | 9.36609e+009 | SGIL | 37 | 2025-03-04 12:29 | NO METER | N/A | SERCHHIP | SERCHHIP | N/A | N/A | TRANSMISSION CIRCLE | Serchhip Power Division | SRPD01 | Serchhip S/S SD | 602 | Thenhlum | HO | 0 | 193 | 0 | 0 | 1 | N/A | N/A | N/A | N/A | N/A | N/A | N/A | N/A | N/A | N/A | N/A | N/A | N/A | N/A | N/A | N/A | N/A |  | N/A | N/A
60HO04 | 2025-03-12 | PEDM | 33/11 | N/A | 1x2.5 | Kau Tlabung | 60HO04 | Rural | N/A | 33kV | BARE CONDUCTOR | April, 1998 | BUKPUI | NO | NO | N/A | 0 | 3000 | WEST BUNGHMUN | 9.36609e+009 | 9.36609e+009 | SGIL | 37 | 2025-03-12 08:03 | NO METER | N/A | SERCHHIP | SERCHHIP | N/A | N/A | TRANSMISSION CIRCLE | Serchhip Power Division | SRPD01 | Serchhip S/S SD | 602 | Thenhlum | HO | 0 | 0 | 0 | 0 | 0 | NA | NA | NA | NA | N/A | 60 | N/A | N/A | N/A | N/A | N/A | N/A | N/A | N/A |  | N/A | N/A |  | N/A | N/A
60HO20 | 2025-03-12 | PEDM | 33/11 | N/A | 1x2.5 | Incoming | 60HO20 | Rural | N/A | 33kV | BARE CONDUCTOR | April, 1998 | BUKPUI | NO | NO | N/A | 0 | 2500 | WEST BUNGHMUN | 9.43679e+009 | 9.43679e+009 | SGIL | 37 | 2025-03-12 08:03 | NO METER AND NO PT | N/A | SERCHHIP | SERCHHIP | N/A | N/A | TRANSMISSION CIRCLE | Serchhip Power Division | SRPD01 | Serchhip S/S SD | 602 | Thenhlum | HO | 0 | 0 | 0 | 0 | 0 | NA | NA | NA | NA | N/A | N/A | N/A | N/A | N/A | N/A | N/A | N/A | N/A | N/A |  | N/A | N/A |  | N/A | N/A
70HAP02 | 2025-03-04 | PEDM | 0 | 0 | 0 | College Veng | 70HAP02 | Urban | 17.6 | 11kV | BARE CONDUCTOR | May, 2020 | CHAWNHU | YES | YES | XB470587 | 5 | 800 | LAWNGTLAI | 8.79421e+009 | 8.79421e+009 | SGIL | 37 | 2025-03-04 12:29 |  | N/A | LAWNGTLAI | LAWNGTLAI | 22.532683 | 92.892321 | LUNGLEI POWER CIRCLE | Lawngtlai Power Division | LTPD01 | Lawngtlai Power SD | 701 | Lawngtlai | HAQ | 568 | 0 | 0 | 0 | 0 | SECURE | 10A | THREE PHASE FOUR WIRE | YES | YES | 60 | N/A | N/A | NO PT BUT CT AVILABLE | SCHNEIDER ELECTRIC | 200A | GWP6 | 200-100-50/5-5A | N/A | N/A | N/A | N/A |  | YES | N/A
70HAP03 | 2025-03-04 | PEDM | 0 | 0 | 0 | MAMPUI | 70HAP03 | Urban | 14 | 11kV | BARE CONDUCTOR | May, 2020 | CHAWNHU | NO | YES | XB470585 | 3 | 725 | LAWNGTLAI | 8.79421e+009 | 8.79421e+009 | SGIL | 37 | 2025-03-04 12:29 |  | N/A | LAWNGTLAI | LAWNGTLAI | 22.532682 | 92.892343 | LUNGLEI POWER CIRCLE | Lawngtlai Power Division | LTPD01 | Lawngtlai Power SD | 701 | Lawngtlai | HAQ | 260 | 0 | 0 | 0 | 0 | SECURE | 10A | THREE PHASE FOUR WIRE | YES | YES | 20 | N/A | N/A | NO PT BUT CT AVILABLE | SCHNEIDER ELECTRIC | 200A | GWP6 | 200-100-50/5-5A | N/A | N/A | N/A | N/A |  | YES | N/A
70HAP04 | 2025-03-04 | PEDM | 0 | 0 | 0 | LCMC | 70HAP04 | Urban | 5.35 | 11kV | BARE CONDUCTOR | August, 1996 | KHAWIVA | NO | N/A | N/A | 1 | 150 | LAWNGTLAI | 6.00914e+009 | 6.00914e+009 | SGIL | 37 | 2025-03-04 12:29 | NO METER | N/A | LAWNGTLAI | LAWNGTLAI | N/A | N/A | LUNGLEI POWER CIRCLE | Lawngtlai Power Division | LTPD01 | Lawngtlai Power SD | 701 | Chawnhu | HAP | 0 | 0 | 0 | 0 | 0 | N/A | N/A | N/A | N/A | N/A | 40 | N/A | N/A | N/A | N/A | N/A | N/A | N/A | N/A | N/A | N/A | N/A |  | N/A | N/A
70HAP05 | 2025-02-22 | PEDM | 33/11 |  | 1x6.3 | Chawnhu | 70HAP05 | Urban | 1.25 | 11kV | BARE CONDUCTOR | August, 1996 | KHAWIVA | Yes | Yes | 12067183 | 3 | 163 | LAWNGTLAI | 6009140601 | 8974115060 | SGIL | 67 | 2025-02-22 14:36 | OK |  | LAWNGTLAI | LAWNGTLAI | 22.494036 | 92.890008 | LUNGLEI POWER CIRCLE | Lawngtlai Power Division | LTPD01 | Lawngtlai Power SD | 701 | Chawnhu | HAP | 153 | 0 | 0 | 0 | 0 | LnT Limited | 5-10A | CT | No | Yes | N/A | N/A | Yes | Yes | SCHNEIDER ELECTRIC | 200A |  | 159-75/5A |  |  |  |  | /CTPTMeter/meter_image_1740215148899.jpg | Yes | Yes | Good | Airtel
70HAP06 | 2025-03-04 | PEDM | 0 | 0 | 0 | MultiModal | 70HAP06 | Urban | 6.35 | 11kV | BARE CONDUCTOR | August, 1996 | KHAWIVA | NO | N/A | N/A | 5 | 163 | LAWNGTLAI | 6.00914e+009 | 6.00914e+009 | SGIL | 37 | 2025-03-04 12:29 | NO METER | N/A | LAWNGTLAI | LAWNGTLAI | N/A | N/A | LUNGLEI POWER CIRCLE | Lawngtlai Power Division | LTPD01 | Lawngtlai Power SD | 701 | Chawnhu | HAP | 0 | 291 | 0 | 0 | 0 | N/A | N/A | N/A | N/A | N/A | 40 | N/A | N/A | N/A | N/A | N/A | N/A | N/A | N/A | N/A | N/A | N/A |  | N/A | N/A
70HAP07 | 2025-03-12 | PEDM | 33/11 | N/A | 1x6.3 | Bungtlang South (OUTGOING) | 70HAP07 | Rural | 516.36 | 11kV | BARE CONDUCTOR | August, 1996 | KHAWIVA | NO | NO | N/A | 0 | 0 | LAWNGTLAI | 6.00914e+009 | 6.00914e+009 | SGIL | 37 | 2025-03-12 08:03 | NO PANEL AND NO METER | N/A | LAWNGTLAI | LAWNGTLAI | N/A | N/A | LUNGLEI POWER CIRCLE | Lawngtlai Power Division | LTPD01 | Lawngtlai Power SD | 701 | Chawnhu | HAP | 0 | 0 | 0 | 0 | 0 | NA | NA | NA | NA | N/A | N/A | N/A | N/A | N/A | N/A | N/A | N/A | N/A | N/A |  | N/A | N/A |  | N/A | N/A
70HAP08 | 2025-03-04 | PEDM | 0 | 0 | 0 | Kawlchaw | 70HAP08 | Urban | 32.56 | 11kV | BARE CONDUCTOR | August, 1996 | KHAWIVA | NO | N/A | N/A | 7 | 1743 | LAWNGTLAI | 6.00914e+009 | 6.00914e+009 | SGIL | 37 | 2025-03-04 12:29 | NO METER | N/A | LAWNGTLAI | LAWNGTLAI | N/A | N/A | LUNGLEI POWER CIRCLE | Lawngtlai Power Division | LTPD01 | Lawngtlai Power SD | 701 | Chawnhu | HAP | 0 | 315 | 0 | 0 | 0 | N/A | N/A | N/A | N/A | N/A | 40 | N/A | N/A | N/A | N/A | N/A | N/A | N/A | N/A | N/A | N/A | N/A |  | N/A | N/A
70HAP20 | 2025-02-22 | PEDM | 33/11 |  | 1x6.3 | Incoming | 70HAP20 | Rural | N/A | 33kV | BARE CONDUCTOR | August, 1996 | KHAWIVA | Yes | Yes | X2407700 | 0 | 0 | LAWNGTLAI | 6009140601 | 8974115060 | SGIL | 67 | 2025-02-22 14:27 | OK |  | LAWNGTLAI | LAWNGTLAI | 22.494036 | 92.890008 | LUNGLEI POWER CIRCLE | Lawngtlai Power Division | LTPD01 | Lawngtlai Power SD | 701 | Chawnhu | HAP | 0 | 0 | 0 | 0 | 0 | Secure | 5-10A | CT | Yes | Yes | N/A | N/A | Yes | Yes | SCHNEIDER ELECTRIC | 200A | GWP6 | 600-300-150/5A | SCHNEIDER ELECTRIC |  | FIXED | 11000/110 V | /CTPTMeter/meter_image_1740214637596.jpg | Yes | Yes | Good | Airtel
70HAP21 | 2025-02-22 | PEDM | 33/11 |  | 1x6.3 | Saiha | 70HAP21 | Urban | N/A | 33kV | BARE CONDUCTOR | August, 1996 | KHAWIVA | Yes | Yes | XE486720 | 0 | 0 | LAWNGTLAI | 6009140601 | 8974115060 | SGIL | 67 | 2025-02-22 14:30 | OK |  | LAWNGTLAI | LAWNGTLAI | 22.494036 | 92.890008 | LUNGLEI POWER CIRCLE | Lawngtlai Power Division | LTPD01 | Lawngtlai Power SD | 701 | Chawnhu | HAP | 0 | 0 | 0 | 0 | 0 | Secure | 5-10A | CT | Yes | Yes | N/A | N/A | Yes | Yes | AUDIOVISION | 200A | GWP6 | 600-300-150/5A |  |  |  |  | /CTPTMeter/meter_image_1740214781394.jpg | Yes | Yes | Good | Airtel
70HAP22 | 2025-02-22 | PEDM | 33/11 |  | 1x6.3 | PHE | 70HAP22 | Urban | 15.3 | 33kV | BARE CONDUCTOR | August, 1996 | KHAWIVA | Yes | Yes | WBBC4772 | 1 | 500 | LAWNGTLAI | 6009140601 | 8974115060 | SGIL | 67 | 2025-02-22 14:32 | OK |  | LAWNGTLAI | LAWNGTLAI | 22.494036 | 92.890008 | LUNGLEI POWER CIRCLE | Lawngtlai Power Division | LTPD01 | Lawngtlai Power SD | 701 | Chawnhu | HAP | 0 | 0 | 0 | 0 | 0 | Secure | 5-10A | CT | No | Yes | N/A | N/A | Yes | Yes | [8 empty] | /CTPTMeter/meter_image_1740214927574.jpg | Yes | Yes | Good | Airtel
70HAQ01 | 2025-02-22 | PEDM | 33/11 |  | 2x2.5 | L1 | 70HAQ01 | Urban | 4 | 11kV | BARE CONDUCTOR | May, 2020 | CHAWNHU | Yes | Yes | XB470616 | 3 | 963 | LAWNGTLAI | 8794209526 | 8974115060 | SGIL | 67 | 2025-02-22 15:40 | OK |  | LAWNGTLAI | LAWNGTLAI | 22.531273 | 92.89277 | LUNGLEI POWER CIRCLE | Lawngtlai Power Division | LTPD01 | Lawngtlai Power SD | 701 | Lawngtlai | HAQ | 0 | 723 | 0 | 0 | 0 | Secure | 5-10A | CT | Yes | Yes | N/A | N/A | Yes | Yes | SCHNEIDER ELECTRIC | 200A | GWP6 | 200-100/5+5A |  |  |  |  | /CTPTMeter/meter_image_1740219019206.jpg | Yes | Yes | Good | Airtel
70HAQ02 | 2025-02-22 | PEDM | 33/11 |  | 2x2.5 | Medical | 70HAQ02 | Urban | 7.5 | 11kV | BARE CONDUCTOR | May, 2020 | CHAWNHU | Yes | Yes | XB470615 | 4 | 1475 | LAWNGTLAI | 8794209526 | 8974115060 | SGIL | 67 | 2025-02-22 15:45 | OK |  | LAWNGTLAI | LAWNGTLAI | 22.531273 | 92.89277 | LUNGLEI POWER CIRCLE | Lawngtlai Power Division | LTPD01 | Lawngtlai Power SD | 701 | Lawngtlai | HAQ | 0 | 327 | 0 | 0 | 0 | Secure | 5-10A | CT | Yes | Yes | N/A | N/A | Yes | Yes | SCHNEIDER ELECTRIC | 200A | GWP6 | 200-100/5+5A |  |  |  |  | /CTPTMeter/meter_image_1740219305247.jpg | Yes | Yes | Good | Airtel
70HAQ05 | 2025-02-22 | PEDM | 33/11 |  | 2x2.5 | Council Veng | 70HAQ05 | Urban | 5.5 | 11kV | BARE CONDUCTOR | May, 2020 | CHAWNHU | Yes | Yes | XB470587 | 3 | 1363 | LAWNGTLAI | 8794209526 | 8974115060 | SGIL | 67 | 2025-02-22 15:32 | OK |  | LAWNGTLAI | LAWNGTLAI | 22.531273 | 92.89277 | LUNGLEI POWER CIRCLE | Lawngtlai Power Division | LTPD01 | Lawngtlai Power SD | 701 | Lawngtlai | HAQ | 0 | 315 | 0 | 0 | 0 | Secure | 5-10A | CT | Yes | Yes | N/A | N/A | Yes | Yes | SCHNEIDER ELECTRIC | 200A | GWP4 | 200-100/5+5A |  |  |  |  | /CTPTMeter/meter_image_1740218513507.jpg | Yes | Yes | Good | Airtel
70HAQ07 | 2025-02-22 | PEDM | 33/11 |  | 2x2.5 | L4 | 70HAQ07 | Urban | 2.5 | 11kV | BARE CONDUCTOR | May, 2020 | CHAWNHU | Yes | Yes | XB470617 | 4 | 1077 | LAWNGTLAI | 8794209526 | 8974115060 | SGIL | 67 | 2025-02-22 15:44 | OK |  | LAWNGTLAI | LAWNGTLAI | 22.531273 | 92.89277 | LUNGLEI POWER CIRCLE | Lawngtlai Power Division | LTPD01 | Lawngtlai Power SD | 701 | Lawngtlai | HAQ | 0 | 568 | 0 | 0 | 0 | Secure | 5-10A | CT | Yes | Yes | N/A | N/A | Yes | Yes | SCHNEIDER ELECTRIC | 200A | GWP6 | 200-100/5+5A |  |  |  |  | /CTPTMeter/meter_image_1740219210698.jpg | Yes | Yes | Good | Airtel
70HAQ08 | 2025-02-22 | PEDM | 33/11 |  | 2x2.5 | Bazar | 70HAQ08 | Urban | 3.5 | 11kV | BARE CONDUCTOR | May, 2020 | CHAWNHU | Yes | Yes | XB470613 | 4 | 600 | LAWNGTLAI | 8794209526 | 8974115060 | SGIL | 67 | 2025-02-22 15:42 | OK |  | LAWNGTLAI | LAWNGTLAI | 22.531273 | 92.89277 | LUNGLEI POWER CIRCLE | Lawngtlai Power Division | LTPD01 | Lawngtlai Power SD | 701 | Lawngtlai | HAQ | 0 | 625 | 0 | 0 | 0 | Secure | 5-10A | CT | Yes | Yes | N/A | N/A | Yes | Yes | SCHNEIDER ELECTRIC | 20/A | GWP6 | 200-100/5+5A |  |  |  |  | /CTPTMeter/meter_image_1740219106519.jpg | Yes | Yes | Good | Airtel
70HAQ09 | 2025-02-22 | PEDM | 33/11 |  | 2x2.5 | Thingkah/AOC | 70HAQ09 | Urban | 6 | 11kV | BARE CONDUCTOR | May, 2020 | CHAWNHU | Yes | Yes | XB470584 | 4 | 827 | LAWNGTLAI | 8794209526 | 8974115060 | SGIL | 67 | 2025-02-22 15:31 | OK |  | LAWNGTLAI | LAWNGTLAI | 22.531273 | 92.89277 | LUNGLEI POWER CIRCLE | Lawngtlai Power Division | LTPD01 | Lawngtlai Power SD | 701 | Lawngtlai | HAQ | 0 | 453 | 0 | 0 | 0 | Secure | 5-10A | CT | Yes | Yes | N/A | N/A | Yes | Yes | SCHNEIDER ELECTRIC | 200A | GWP6 | 200-100/5+5A |  |  |  |  | /CTPTMeter/meter_image_1740218423809.jpg | Yes | Yes | Good | Airtel
70HAQ20 | 2025-02-22 | PEDM | 33/11 |  | 2x2.5 | Incoming | 70HAQ20 | Urban | N/A | 33kV | BARE CONDUCTOR | May, 2020 | CHAWNHU | Yes | Yes | XB470614 | 0 | 0 | LAWNGTLAI | 8794209526 | 8974115060 | SGIL | 67 | 2025-02-22 15:28 | OK |  | LAWNGTLAI | LAWNGTLAI | 22.531273 | 92.89277 | LUNGLEI POWER CIRCLE | Lawngtlai Power Division | LTPD01 | Lawngtlai Power SD | 701 | Lawngtlai | HAQ | 0 | 0 | 0 | 0 | 0 | Secure | 5-10A | CT | Yes | Yes | N/A | N/A | Yes | Yes | SCHNEIDER ELECTRIC | 200A | GWP6 | 400-200/5+5A | SCHNEIDER ELECTRIC |  | FIXED | 11000/110 V | /CTPTMeter/meter_image_1740218273080.jpg | Yes | Yes | Good | Airtel
70HBN20 | 2025-03-12 | PEDM | 33/11 | N/A | 1x2.5 | Incoming | 70HBN20 | Rural | N/A | 33kV | BARE CONDUCTOR | January, 2015 | HNAHTHIAL | NO | N/A | N/A | 0 | 0 | SANGAU | 9.36627e+009 | 9.36627e+009 | SGIL | 37 | 2025-03-12 08:03 | BURNED OUT | N/A | HNAHTHIAL | SANGAU | N/A | N/A | LUNGLEI POWER CIRCLE | PMD-II | LLPM02 | Hnahthial Power SD | 121 | Sangau | HBN | 0 | 0 | 0 | 0 | 0 | NA | NA | NA | NA | N/A | N/A | N/A | N/A | N/A | N/A | N/A | N/A | N/A | N/A |  | N/A | N/A |  | N/A | N/A
70HBO01 | 2025-02-26 | PEDM | 33/11 |  | 1x2.5 | NIAWHTLANG | 70HBO01 | Rural | 25.35 | 11kV | BARE CONDUCTOR | 11 December, 2019 | MEISATLA | Yes | Yes | 16059008 | 35 | 1720 | SIAHA | 9862543521 | 9436143784 | SGIL | 67 | 2025-02-26 22:54 | Ok |  | SAIHA | SIAHA | 22.54332 | 93.033597 | LUNGLEI POWER CIRCLE | Saiha Power Division | SHPD01 | Saiha Power SD | 301 | BUALPUI NG | HBO | 1803 | 0 | 0 | 0 | 0 | LnT Limited | 5-10A | CT | Yes | Yes | N/A | N/A | Yes | Yes | SCHNEIDER ELECTRIC | 200A | GWP6 | 200-100/5+5A | SCHNEIDER ELECTRIC |  | FIXED | 11000/110 V | /CTPTMeter/meter_image_1740590702714.jpg | Yes | Yes | Good | Airtel
70HBO02 | 2025-02-26 | PEDM | 33/11 |  | 1x2.5 | SIACHANGKAWN | 70HBO02 | Rural | 15.26 | 11kV | BARE CONDUCTOR | 11 December, 2019 | MEISATLA | Yes | Yes | 16046468 | 20 | 890 | SIAHA | 9862543521 | 9436143784 | SGIL | 67 | 2025-02-26 23:00 | Ok |  | SAIHA | SIAHA | 22.54332 | 93.033597 | LUNGLEI POWER CIRCLE | Saiha Power Division | SHPD01 | Saiha Power SD | 301 | BUALPUI NG | HBO | 754 | 0 | 0 | 0 | 0 | LnT Limited | NA | CT | Yes | Yes | N/A | N/A | Yes | Yes | SCHNEIDER ELECTRIC | 200A | GWP6 | 200-100/5+5A |  |  |  |  | /CTPTMeter/meter_image_1740590990485.jpg | Yes | Yes | Good | Airtel
70HBO03 | 2025-02-26 | PEDM | 33/11 |  | 1x2.5 | BUALPUI NG | 70HBO03 | Rural | 3.1 | 11kV | BARE CONDUCTOR | 11 December, 2019 | MEISATLA | Yes | Yes | 16046247 | 5 | 726 | SIAHA | 9862543521 | 9436143784 | SGIL | 67 | 2025-02-26 23:04 | Ok |  | SAIHA | SIAHA | 22.54332 | 93.033597 | LUNGLEI POWER CIRCLE | Saiha Power Division | SHPD01 | Saiha Power SD | 301 | BUALPUI NG | HBO | 683 | 0 | 0 | 0 | 0 | LnT Limited | 5-10A | CT | Yes | Yes | N/A | N/A | Yes | Yes | SCHNEIDER ELECTRIC | 200A | GWP6 | 200-100/5+5A |  |  |  |  | /CTPTMeter/meter_image_1740591220088.jpg | Yes | Yes | Good | Airtel
70HBT01 | 2025-02-23 | PEDM | N/A |  | N/A | Ngengpuitlang | 70HBT01 | Rural | 12 | 11kV | BARE CONDUCTOR | N/A | CHAWNHU | Yes | Yes | XF412186 | 17 | 663 | S.BUNGTLANG | 8730930465 | 8974115060 | SGIL | 67 | 2025-02-23 10:29 | OK |  | LAWNGTLAI | S.BUNGTLANG | 22.35733 | 92.758271 | LUNGLEI POWER CIRCLE | Lawngtlai Power Division | LTPD01 | S. Bungtlang Power SD | 702 | S. Bungtlang | HBT | 843 | 0 | 0 | 0 | 0 | Secure | 5-10A | CT | Yes | Yes | N/A | N/A | Yes | Yes | SCHNEIDER ELECTRIC | 800A | EPOXY CAST | 300-150/5+5A |  |  |  |  | /CTPTMeter/meter_image_1740286753812.jpg | Yes | Yes | Good | Airtel
70HBT02 | 2025-02-23 | PEDM | 33/11KV |  | N/A | VASEIKAI | 70HBT02 |  | 126.8 | 11kV | BARE CONDUCTOR | N/A | CHAWNHU | Yes | Yes | XF412188 | 20 | 2743 | S.BUNGTLANG | 8730930465 | 8974115060 | SGIL | 67 | 2025-02-23 10:32 | OK |  | LAWNGTLAI | S.BUNGTLANG | 22.35733 | 92.758271 | LUNGLEI POWER CIRCLE | Lawngtlai Power Division | LTPD01 | S. Bungtlang Power SD | 702 | S. Bungtlang | HBT | 1234 | 0 | 0 | 0 | 0 | Secure | 5-10A | CT | Yes | Yes | N/A | N/A | Yes | Yes | SCHNEIDER ELECTRIC | 800A | Epoxy cast | 300-150/5+5A |  |  |  |  | /CTPTMeter/meter_image_1740286908766.jpg | Yes | Yes | Good | Airtel
70HBT03 | 2025-02-23 | PEDM | 33/11KV |  | N/A | S. Bungtlang | 70HBT03 | Rural | 37.3 | 11kV | BARE CONDUCTOR | N/A | CHAWNHU | Yes | Yes | XF412186 | 45 | 513 | S.BUNGTLANG | 8730930465 | 8974115060 | SGIL | 67 | 2025-02-23 10:35 | OK |  | LAWNGTLAI | S.BUNGTLANG | 22.35733 | 92.758271 | LUNGLEI POWER CIRCLE | Lawngtlai Power Division | LTPD01 | S. Bungtlang Power SD | 702 | S. Bungtlang | HBT | 2294 | 0 | 0 | 0 | 0 | Secure | 5-10A | CT | Yes | Yes | N/A | N/A | Yes | Yes | SCHNEIDER ELECTRIC | 800A | Epoxy cast | 300-150/5+5A |  |  |  |  | /CTPTMeter/meter_image_1740287099191.jpg | Yes | Yes | Good | Airtel
70HBT04 | 2025-02-23 | PEDM | 33/11KV |  | N/A | Diltlang | 70HBT04 | Rural | 13.5 | 11kV | BARE CONDUCTOR | N/A | CHAWNHU | Yes | Yes | XF412189 | 5 | 314 | S.BUNGTLANG | 8730930465 | 8974115060 | SGIL | 67 | 2025-02-23 10:37 | OK |  | LAWNGTLAI | S.BUNGTLANG | 22.35733 | 92.758271 | LUNGLEI POWER CIRCLE | Lawngtlai Power Division | LTPD01 | S. Bungtlang Power SD | 702 | S. Bungtlang | HBT | 601 | 0 | 0 | 0 | 0 | Secure | 5-10A | CT | Yes | Yes | N/A | N/A | Yes | Yes | SCHNEIDER ELECTRIC | 800A | Epoxy cast | 300-150/5+5A |  |  |  |  | /CTPTMeter/meter_image_1740287192604.jpg | Yes | Yes | Good | Airtel
70HBT05 | 2025-02-23 | PEDM | N/A |  | N/A | Incoming | 70HBT05 | Rural | N/A | 11kV | BARE CONDUCTOR | N/A | CHAWNHU | Yes | Yes | XF411965 | 0 | 0 | S.BUNGTLANG | 8730930465 | 8974115060 | SGIL | 67 | 2025-02-23 10:26 | OK |  | LAWNGTLAI | S.BUNGTLANG | 22.35733 | 92.758271 | LUNGLEI POWER CIRCLE | Lawngtlai Power Division | LTPD01 | S. Bungtlang Power SD | 702 | S. Bungtlang | HBT | 0 | 0 | 0 | 0 | 0 | Secure | 5-10A | CT | Yes | Yes | N/A | N/A | Yes | Yes | SCHNEIDER ELECTRIC | 200A | EPOXY CAST | 400-200/5+5A | SCHNEIDER ELECTRIC |  | FIXED | 11000/110 V | /CTPTMeter/meter_image_1740286576476.jpg | Yes | Yes | Good | Airtel
80HAJ01 | 2025-01-29 | PEDM | 33/11 KV |  | 2x2.5 | INCOMING -II | 80HAJ01 | Rural |  | 33kV | BARE CONDUCTOR | May, 2012 | SAITUAL | Yes | Yes | XH422863 | 0 | 0.00 | DARLAWN | 8794002461 | 9862839294 | SGIL | 37 | 2025-01-29 20:49 | ONLY TWO INCOMING and FIVE OUTGOING FEEDERS AVAILABLE |  | Aizawl | Aizawl | 23.996306024464467 | 92.92990364134312 | TRANSMISSION CIRCLE | Construction Division | CNTD01 | Darlawn Power SD | 802 | Darlawn | HAJ | 0 | 0 | 0 | 0 | 0 | Secure | 5-10A | HT | Yes | No |  |  | Yes | Yes | ELECTRIALS & CONTROLS SYSTEM | 100 A | WOUND | 100-200/5-5A | ELECTRIALS & CONTROLS SYSTEM |  | PHASE TO EARTH | 11000/110V | /CTPTMeter/meter_image_1738163908747.jpg
80HAJ02 | 2025-01-29 | PEDM | 33/11 KV |  | 2x2.5 | Darlawn | 80HAJ02 | Rural |  | 11kV | BARE CONDUCTOR | May, 2012 | SAITUAL | Yes | Yes | XH422855 | 13 | 1600.00 | DARLAWN | 8794002461 | 9862839294 | SGIL | 37 | 2025-01-29 20:08 | OK |  | Aizawl | Aizawl | 23.99642149905051 | 92.9301654919982 | TRANSMISSION CIRCLE | Construction Division | CNTD01 | Darlawn Power SD | 802 | Darlawn | HAJ | 0 | 1170 | 10 | 0 | 1 | Secure | 5-10A | CT | Yes | No |  |  | Yes | Yes | ELECTRIALS & CONTROLS SYSTEM | 100A | WOUND | 100-200/5-5A | ELECTRIALS & CONTROLS SYSTEM |  | PHASE TO EARTH | 11000/110V | /CTPTMeter/meter_image_1738161495726.jpg
80HAJ03 | 2025-01-29 | PEDM | 33/11 KV |  | 2x2.5 | Ratu | 80HAJ03 | Rural | 32.00 | 11kV | BARE CONDUCTOR | May, 2012 | SAITUAL | Yes | Yes | XH422852 | 22 | 1429.00 | DARLAWN | 8794002461 | 9862839294 | SGIL | 37 | 2025-01-29 20:13 | OK |  | Aizawl | Aizawl | 23.996132659241564 | 92.93028920888901 | TRANSMISSION CIRCLE | Construction Division | CNTD01 | Darlawn Power SD | 802 | Darlawn | HAJ | 0 | 908 | 5 | 0 | 2 | Secure | 5-10A | CT | Yes | No |  |  | Yes | Yes | ELECTRIALS & CONTROLS SYSTEM | 100A | WOUND | 100-200/5-5A | ELECTRIALS & CONTROLS SYSTEM |  | PHASE TO EARTH | 11kv/110V | /CTPTMeter/meter_image_1738161767051.jpg
80HAJ04 | 2025-01-29 | PEDM | 33/11 KV |  | 2x2.5 | PHE | 80HAJ04 | Rural | 15.30 | 11kV | BARE CONDUCTOR | May, 2012 | SAITUAL | Yes | Yes | X1424587 | 1 | 250.00 | DARLAWN | 8794002461 | 9862839294 | SGIL | 37 | 2025-01-29 20:17 | OK |  | Aizawl | Aizawl | 23.996827650219767 | 92.92992275208235 | TRANSMISSION CIRCLE | Construction Division | CNTD01 | Darlawn Power SD | 802 | Darlawn | HAJ | 0 | 0 | 0 | 0 | 1 | Secure | 5-10A | CT | Yes | No |  |  | Yes | Yes | ELECTRIALS & CONTROLS SYSTEM | 250A | SLIP ON | 250-500/5-5A | ELECTRIALS & CONTROLS SYSTEM |  | PHASE TO EARTH | 11KV/110V | /CTPTMeter/meter_image_1738162002478.jpg
80HAJ05 | 2025-01-29 | PEDM | 33/11 KV |  | 2x2.5 | Sawleng | 80HAJ05 | Rural | 19.44 | 11kV | BARE CONDUCTOR | May, 2012 | SAITUAL | Yes | Yes | XH422854 | 5 | 351.00 | DARLAWN | 8794002461 | 9862839294 | SGIL | 37 | 2025-01-29 20:21 | OK |  | Aizawl | Aizawl | 23.996306024464467 | 92.93014202266932 | TRANSMISSION CIRCLE | Construction Division | CNTD01 | Darlawn Power SD | 802 | Darlawn | HAJ | 0 | 353 | 3 | 0 | 0 | Secure | NA | CT | Yes | No |  |  | Yes | Yes | ELECTRIALS & CONTROLS SYSTEM | 100A | WOUND | 100-200/5-5A | ELECTRIALS & CONTROLS SYSTEM |  | PHASE TO EARTH | 11KV/110V | /CTPTMeter/meter_image_1738162236158.jpg
80HAJ06 | 2025-01-29 | PEDM | 33/11 KV |  | 2x2.5 | Kepran | 80HAJ06 | Rural | 9.00 | 11kV | BARE CONDUCTOR | May, 2012 | SAITUAL | Yes | Yes | XH422856 | 1 | 464.00 | DARLAWN | 8794002461 | 9862839294 | SGIL | 37 | 2025-01-29 20:34 | OK |  | Aizawl | Aizawl | 23.99664601565468 | 92.93013464659452 | TRANSMISSION CIRCLE | Construction Division | CNTD01 | Darlawn Power SD | 802 | Darlawn | HAJ | 0 | 671 | 10 | 0 | 0 | Secure | 5-10A | CT | Yes | No |  |  | Yes | Yes | ELECTRIALS & CONTROLS SYSTEM | 109A | WOUND | 100-200/5-5A | ELECTRIALS & CONTROLS SYSTEM |  | PHASE TO EARTH | 11KV/110V | /CTPTMeter/meter_image_1738163033714.jpg
80HAJ07 | 2025-03-04 | PEDM | 0 | 0 | 0 | KHAWRUHLIAN | 80HAJ07 | Rural | 15.3 | 11kV | BARE CONDUCTOR | May, 2012 | SAITUAL | NO |  |  | 18 | 989 | DARLAWN | 8.794e+009 | 8.794e+009 | SGIL | 37 | 2025-03-04 12:29 | KHAWRUHLIAN.THIS FEEDER NAME IS NOT AVAILABLE IN THE SUBSTATION | N/A | AIZAWL | DARLAWN |  |  | TRANSMISSION CIRCLE | Construction Division | CNTD01 | Darlawn Power SD | 802 | Darlawn | HAJ | 0 | 1102 | 17 | 0 | 0 |  | N/A: #N/A; N/A: N/A; Yes: N/A
80HAJ20 | 2025-01-29 | PEDM | 33/11 KV |  | 2x2.5 | Incoming-1 | 80HAJ20 | Rural |  | 33kV | BARE CONDUCTOR | May, 2012 | SAITUAL | Yes | Yes | XH422862 | 0 | 0.00 | DARLAWN | 8794002461 | 9862839294 | SGIL | 37 | 2025-01-29 20:42 | OK |  | Aizawl | Aizawl | 23.996732391651825 | 92.93005082756281 | TRANSMISSION CIRCLE | Construction Division | CNTD01 | Darlawn Power SD | 802 | Darlawn | HAJ | 0 | 0 | 0 | 0 | 0 | Secure | 5-10A | HT | Yes | No |  |  | Yes | Yes | ELECTRIALS & CONTROLS SYSTEM | 100A | WOUND | 10p_200/5-5A | ELECTRIALS & CONTROLS SYSTEM |  | PHASE to Earth | 11KV/110V | /CTPTMeter/meter_image_1738163505891.jpg
80HAK01 | 2025-01-30 | PEDM | 33/11 KV |  | 1x2.5 | Suangpuilawn | 80HAK01 | Rural | 50.10 | 11kV | BARE CONDUCTOR | September, 2014 | SAITUAL | Yes | Yes | X1380628 | 16 | 964.00 | DARLAWN | 9856689642 | 9862839294 | SGIL | 37 | 2025-01-30 14:07 | OK |  | Aizawl | Aizawl | 23.847615845892474 | 93.05157970637083 | TRANSMISSION CIRCLE | Construction Division | CNTD01 | Saitual Power SD | 801 | Phullen | HAK | 0 | 1172 | 0 | 0 | 1 | Secure | 5-10A | CT | Yes | Yes |  |  | Yes | Yes | NARAYAN POWERTECH PVT LTD | 250 |  | 250-500/5A | GEMINI INSTRATECH LIMITED |  | PHASE TO EARTH | 11KV/110V | /CTPTMeter/meter_image_1738226229317.jpg
80HAK02 | 2025-01-30 | PEDM | 33/11 KV |  | 1x2.5 | Phullen | 80HAK02 | Rural | 35.08 | 11kV | BARE CONDUCTOR | September, 2014 | SAITUAL | Yes | Yes | X1380637 | 18 | 589.00 | DARLAWN | 9856689642 | 9862839294 | SGIL | 37 | 2025-01-30 14:11 | OK |  | Aizawl | Aizawl | 23.847725320462807 | 93.0509976670146 | TRANSMISSION CIRCLE | Construction Division | CNTD01 | Saitual Power SD | 801 | Phullen | HAK | 0 | 814 | 0 | 0 | 1 | Secure | 5-10A | CT | Yes | Yes |  |  | Yes | Yes | NARAYAN POWERTECH PVT LTD | 250A | N/A | 250-500/5A | GEMINI INSTRATECH LIMITED |  | PHASE TO EARTH | 11000/110V | /CTPTMeter/meter_image_1738226452760.jpg
80HAK03 | 2025-01-30 | PEDM | 132/33 KV |  | 1x2.5 | Phuaibuang | 80HAK03 | Rural | 43.50 | 11kV | BARE CONDUCTOR | September, 2014 | SAITUAL | Yes | Yes | X1380631 | 16 | 939.00 | DARLAWN | 9856689642 | 9862839294 | SGIL | 37 | 2025-01-30 14:14 | OK |  | Aizawl | Aizawl | 23.84695838322254 | 93.05143486708403 | TRANSMISSION CIRCLE | Construction Division | CNTD01 | Saitual Power SD | 801 | Phullen | HAK | 0 | 1057 | 0 | 0 | 1 | Genus | 5-10A | CT | Yes | Yes |  |  | Yes | Yes | NARAYAN POWERTECH PVT LTD | 250A | N/A | 250-500/5A | GEMINI INSTRATECH LIMITED |  | PHASE TO EARTH | 11000/110V | /CTPTMeter/meter_image_1738226654587.jpg
80HAK04 | 2025-01-30 | PEDM | 33/11 KV |  | 1x2.5 | PHE | 80HAK04 | Rural | 15.30 | 11kV | BARE CONDUCTOR | September, 2014 | SAITUAL | Yes | Yes | X1380639 | 1 | 563.00 | DARLAWN | 9856689642 | 9862839294 | SGIL | 37 | 2025-01-30 14:18 | OK |  | Aizawl | Aizawl | 23.847015420694483 | 93.05142749100924 | TRANSMISSION CIRCLE | Construction Division | CNTD01 | Saitual Power SD | 801 | Phullen | HAK | 0 | 0 | 0 | 0 | 1 | Secure | 5-10A | CT | Yes | Yes |  |  | Yes | Yes | NARAYAN POWERTECH PVT LTD | 250A | N/A | 250-500/5A | GEMINI INSTRATECH LIMITED |  | PHASE TO EARTH | 11000/110V | /CTPTMeter/meter_image_1738226899959.jpg
80HAK20 | 2025-01-30 | PEDM | 33/11 KV |  | 1x2.5 | Incoming | 80HAK20 | Rural |  | 33kV | BARE CONDUCTOR | September, 2014 | SAITUAL | Yes | Yes | X1380626 | 0 | 0.00 | DARLAWN | 9856689642 | 9862839294 | SGIL | 37 | 2025-01-30 13:55 | OK |  | Aizawl | Aizawl | 23.847231304231972 | 93.05144291371107 | TRANSMISSION CIRCLE | Construction Division | CNTD01 | Saitual Power SD | 801 | Phullen | HAK | 0 | 0 | 0 | 0 | 0 | Secure | 5-10A | HT | Yes | Yes |  |  | Yes | Yes | NARAYAN POWERTECH PVT LTD | 250A |  | 250-500/5A | GEMINI INSTRATECH LIMITED |  | PHASE TO EARTH | 11KV/110V | /CTPTMeter/meter_image_1738225538885.jpg
80HAL01 | 2025-01-30 | PEDM | 33/11 KV |  | 1x1.6 | Saitual | 80HAL01 | Urban | 8.70 | 11kV | BARE CONDUCTOR | 2008 | SAITUAL | Yes | Yes | MIZ00997 | 13 | 1513.00 | THINGSULTHLIAH | 8132833107 | 9862839294 | SGIL | 37 | 2025-01-30 18:34 | OK |  | Aizawl | Aizawl | 23.65817388592201 | 92.95859891921282 | TRANSMISSION CIRCLE | Construction Division | CNTD01 | Saitual Power SD | 801 | Saitual | HAL | 1842 | 0 | 0 | 0 | 1 | Secure | 5-10A | CT | Yes | Yes |  |  | Yes | Yes | N/A | N/A | N/A | N/A | PRAGATI ELECTRICALS PVT LTD |  | EARTHED | 11000/110V | /CTPTMeter/meter_image_1738242262857.jpg
80HAL02 | 2025-01-30 | PEDM | 33/11 KV |  | 1x1.63 | Keifang | 80HAL02 | Urban | 6.20 | 11kV | BARE CONDUCTOR | 2008 | SAITUAL | Yes | Yes | X1302375 | 11 | 1513.00 | THINGSULTHLIAH | 8132833107 | 9862839294 | SGIL | 37 | 2025-01-30 18:42 | OK |  | Aizawl | Aizawl | 23.657923293629224 | 92.95858852565289 | TRANSMISSION CIRCLE | Construction Division | CNTD01 | Saitual Power SD | 801 | Saitual | HAL | 1740 | 0 | 0 | 0 | 1 | Secure | 5-10A | CT | Yes | Yes |  |  | Yes | Yes | N/A | N/A | N/A | N/A | PRAGATI ELECTRICALS PVT LTD |  | EARTHED | 11000/110V | /CTPTMeter/meter_image_1738242741511.jpg
80HAL03 | 2025-01-30 | PEDM | 33/11 KV |  | 1x6.30 | Mualpheng | 80HAL03 | Rural | 27.61 | 11kV | BARE CONDUCTOR | 2008 | SAITUAL | Yes | Yes | MIZ01000 | 11 | 450.00 | THINGSULTHLIAH | 8132833107 | 9862839294 | SGIL | 37 | 2025-01-30 18:45 | OK |  | Aizawl | Aizawl | 23.658496645630844 | 92.95881751924753 | TRANSMISSION CIRCLE | Construction Division | CNTD01 | Saitual Power SD | 801 | Saitual | HAL | 0 | 649 | 0 | 0 | 0 | Secure | 5-10A | CT | Yes | Yes |  |  | Yes | Yes | N/A | N/A | N/A | N/A | PRAGATI ELECTRICALS PVT LTD |  | EARTHED | 11000/110V | /CTPTMeter/meter_image_1738242897150.jpg
80HAL04 | 2025-01-30 | PEDM | 132/33 KV |  | 1x6.30 | Sihfa | 80HAL04 | Rural | 40.14 | 11kV | BARE CONDUCTOR | 2008 |  | Yes | Yes | MIZ01003 | 15 | 875.00 | THINGSULTHLIAH | 8132833107 | 9862839294 | SGIL | 37 | 2025-01-30 18:47 | OK |  | Aizawl | Aizawl | 23.658338490402066 | 92.95856136828661 | TRANSMISSION CIRCLE | Construction Division | CNTD01 | Saitual Power SD | 801 | Saitual | HAL | 0 | 833 | 0 | 0 | 5 | Secure | 5-10A | CT | Yes | Yes |  |  | Yes | Yes | N/A | N/A | N/A | N/A | PRAGATI ELECTRICALS PVT LTD |  | EARTHED | 11000/110V | /CTPTMeter/meter_image_1738243045442.jpg
80HAL05 | 2025-01-30 | PEDM | 33/11 KV |  | 1x6.30 | Station | 80HAL05 | Rural |  | 11kV | BARE CONDUCTOR | 2008 | SAITUAL | Yes | Yes | X1302377 | 1 | 250.00 | THINGSULTHLIAH | 8132833107 | 9862839294 | SGIL | 37 | 2025-01-30 18:50 | OK |  | Aizawl | Aizawl | 23.658697180043966 | 92.95849598944187 | TRANSMISSION CIRCLE | Construction Division | CNTD01 | Saitual Power SD | 801 | Saitual | HAL | 11 | 0 | 0 | 0 | 0 | Secure | 5-10A | CT | Yes | Yes |  |  | Yes | Yes | N/A | N/A | N/A | N/A | PRAGATI ELECTRICALS PVT LTD |  | EARTHED | 11000/110V | /CTPTMeter/meter_image_1738243214456.jpg
80HAL07 | 2025-01-30 | PEDM | 33/11 KV |  | 1x1.6 | Phullen | 80HAL07 | Rural |  | 33kV | BARE CONDUCTOR | 2008 | SAITUAL | Yes | Yes | IEM10003073A | 0 | 0.00 | THINGSULTHLIAH | 8132833107 | 9862839294 | SGIL | 37 | 2025-01-30 18:53 | OK |  | Aizawl | Aizawl | 23.657994233407905 | 92.95859456062317 | TRANSMISSION CIRCLE | Construction Division | CNTD01 | Saitual Power SD | 801 | Saitual | HAL | 0 | 0 | 0 | 0 | 0 | Genus | 5-10A | CT | Yes | Yes |  |  | Yes | Yes | N/A | N/A | N/A | N/A | PRAGATI ELECTRICALS PVT LTD |  | EARTHED | 11000/110V | /CTPTMeter/meter_image_1738243383434.jpg
80HAL08 | 2025-01-30 | PEDM | 33/11 KV |  | 1x6.30 | Darlawn | 80HAL08 | Rural |  | 33kV | BARE CONDUCTOR | 2008 | SAITUAL | Yes | Yes | IEM10003145A | 0 | 0.00 | THINGSULTHLIAH | 8132833107 | 9862839294 | SGIL | 37 | 2025-01-30 18:56 | OK |  | Aizawl | Aizawl | 23.65801849418917 | 92.95835115015507 | TRANSMISSION CIRCLE | Construction Division | CNTD01 | Saitual Power SD | 801 | Saitual | HAL | 0 | 0 | 0 | 0 | 0 | Genus | 1-2A | CT | Yes | Yes |  |  | Yes | Yes | N/A | N/A | N/A | N/A | PRAGATI ELECTRICALS PVT LTD |  | EARTHED | 11000/110V | /CTPTMeter/meter_image_1738243568139.jpg
80HAL09 | 2025-01-30 | PEDM | 33/11 KV |  | 1x1.6 | PHE | 80HAL09 | Rural | 15.30 | 33kV | BARE CONDUCTOR | 2008 | SAITUAL | Yes | Yes | IEM10003140A | 0 | 750.00 | THINGSULTHLIAH | 8132833107 | 9862839294 | SGIL | 37 | 2025-01-30 18:58 | OK |  | Aizawl | Aizawl | 23.658354459482393 | 92.95854594558477 | TRANSMISSION CIRCLE | Construction Division | CNTD01 | Saitual Power SD | 801 | Saitual | HAL | 0 | 0 | 0 | 0 | 0 | Genus | 1-2A | CT | Yes | Yes |  |  | Yes | Yes | N/A | N/A | N/A | N/A | PRAGATI ELECTRICALS PVT LTD |  | EARTHED | 11000/110V | /CTPTMeter/meter_image_1738243710381.jpg
80HBB01 | 2025-01-29 | PEDM | 33/11 KV |  | 1x1.6 | Sakawrdai | 80HBB01 | Rural |  | 11kV | BARE CONDUCTOR | September, 2014 | DARLANG | No | No | LG3100 | 11 | 600.00 | DARLAWN | 8131822456 | 9862839294 | SGIL | 37 | 2025-01-29 16:38 | DETER NOT AVAILABLE |  | Aizawl | Aizawl | 24.215310036833227 | 92.95016471296549 | TRANSMISSION CIRCLE | Construction Division | CNTD01 | Darlawn Power SD | 802 | Sakawrdai | HBB | 0 | 1023 | 10 | 0 | 1 | Genus | NA | CT | No | No |  |  | Yes | Yes | NARAYAN POWERTECH PVT LTD | 400A |  | 400-200/5-5A | N/A |  | N/A | N/A | /CTPTMeter/meter_image_1738148897696.jpg
80HBB02 | 2025-01-29 | PEDM | 132/33 KV |  | 1x1.6 | New Vervek | 80HBB02 | Rural | 18.70 | 11kV | BARE CONDUCTOR | September, 2014 | DARLAWN | No | No | LG3100 | 10 | 476.00 | DARLAWN | 8131822456 | 9862839294 | SGIL | 37 | 2025-01-29 16:45 | no METER available |  | Aizawl | Aizawl | 24.21519689989826 | 92.95052513480186 | TRANSMISSION CIRCLE | Construction Division | CNTD01 | Darlawn Power SD | 802 | Sakawrdai | HBB | 0 | 417 | 3 | 0 | 0 | Genus | NA | CT | No | No |  |  | Yes | Yes | NARAYAN POWERTECH PVT LTD | 400A |  | 400-200/5-5A | N/A |  | N/A | N/A | /CTPTMeter/meter_image_1738148897696.jpg
80HBB03 | 2025-01-29 | PEDM | 33/11 KV |  | 1x1.6 | Rural | 80HBB03 | Rural | 70.08 | 11kV | BARE CONDUCTOR | September, 2014 | DARLAWN | No | No | LG3100 | 25 | 939.00 | DARLAWN | 8131822456 | 9862839294 | SGIL | 37 | 2025-01-29 16:42 | METER NOT AVAILABLE |  | Aizawl | Aizawl | 24.214875529299814 | 92.94972315430641 | TRANSMISSION CIRCLE | Construction Division | CNTD01 | Darlawn Power SD | 802 | Sakawrdai | HBB | 0 | 822 | 2 | 0 | 0 | Genus | NA | CT | No | No |  |  | Yes | Yes | NARAYAN POWERTECH PVT LTD | 400A |  | 400-200/5-5A | N/A |  | N/A | N/A | /CTPTMeter/meter_image_1738148897696.jpg
80HBB20 | 2025-01-29 | PEDM | 33/11 KV |  | 1x1.6 | Incoming | 80HBB20 | Rural |  | 33kV | BARE CONDUCTOR | September, 2014 | DARLAWN | No | No | N/A | 0 | 0.00 | DARLAWN | 8131822456 | 9862839294 | SGIL | 37 | 2025-01-29 16:32 | NO FEEDERS METER |  | Aizawl | Aizawl | 24.21504921018062 | 92.94986430555582 | TRANSMISSION CIRCLE | Construction Division | CNTD01 | Darlawn Power SD | 802 | Sakawrdai | HBB | 0 | 0 | 0 | 0 | 0 | NA | NA | NA | NA |  | N/A | N/A | N/A | N/A | N/A | N/A | N/A | N/A | N/A | N/A | N/A | N/A | N/A | N/A | N/A
80HBQ01 |  | PEDM | 33/11 | 2.5 | 1x2.5 | NGOPA | 80HBQ01 | Rural | 18.4 | 11kV | BARE CONDUCTOR | June, 2008 | KHAWZAWL | NO | YES | 11101172 | 13 | 750 | NGOPA | 8.73192e+009 | 9.77431e+009 | SGIL | 37 | 2025-02-19 13:22 |  | N/A | KHAWZAWL | NGOPA | 23.8814 | 93.2139 | CHAMPHAI POWER CIRCLE | Khawzawl Power Division | KZPD01 | Ngopa Power SD | 902 | NGOPA | HBQ | 0 | 1230 | 0 | 0 | 0 | L&T | 5A | THREE PHASE FOUR WIRE | YES | YES | N/A | N/A | N/A |  | SCHNEIDER ELECTRIC | 50A |  | 50-25/5+5A
80HBQ02 |  | PEDM | 33/11 | 2.5 | 1x2.5 | NE KHAWDUNGSAI | 80HBQ02 | Rural | 38.6 | 11kV | BARE CONDUCTOR | June, 2008 | KHAWZAWL | NO | YES | 11101189 | 7 | 425 | NGOPA | 8.73192e+009 | 9.77431e+009 | SGIL | 37 | 2025-02-19 13:22 |  | N/A | KHAWZAWL | NGOPA | 23.8813 | 93.2139 | CHAMPHAI POWER CIRCLE | Khawzawl Power Division | KZPD01 | Ngopa Power SD | 902 | NGOPA | HBQ | 0 | 825 | 0 | 0 | 0 | L&T | 5A | THREE PHASE FOUR WIRE | YES | YES | N/A | N/A | N/A |  | SCHNEIDER ELECTRIC | 50A |  | 50-25/5+5A
80HBQ03 |  | PEDM | 33/11 | 2.5 | 1x2.5 | KAWLBEM | 80HBQ03 | Rural | N/A | 33kV | BARE CONDUCTOR | June, 2008 | KHAWZAWL | NO | YES |  | 0 | 0 | NGOPA | 8.73192e+009 | 9.77431e+009 | SGIL | 37 | 2025-02-19 13:22 |  | N/A | KHAWZAWL | NGOPA | 23.8813 | 93.2139 | CHAMPHAI POWER CIRCLE | Khawzawl Power Division | KZPD01 | Ngopa Power SD | 902 | NGOPA | HBQ | 0 | 0 | 0 | 0 | 0 | GENUS | 2A | THREE PHASE FOUR WIRE | YES | YES | N/A | N/A | N/A | N/A
80HBQ20 |  | PEDM | 33/11 | 2.5 | 1x2.5 | INCOMING | 80HBQ20 | Rural | N/A | 33kV | BARE CONDUCTOR | June, 2008 | KHAWZAWL | NO | YES | 10282650 | 0 | 2500 | NGOPA | 8.73192e+009 | 9.77431e+009 | SGIL | 37 | 2025-02-19 13:22 |  | N/A | KHAWZAWL | NGOPA | 23.8814 | 93.214 | CHAMPHAI POWER CIRCLE | Khawzawl Power Division | KZPD01 | Ngopa Power SD | 902 | NGOPA | HBQ | 0 | 0 | 0 | 0 | 0 | L&T | 5A | THREE PHASE FOUR WIRE | YES | YES | N/A | N/A | N/A | [5 empty] | PLASTOFAH |  | DRAWOUT | 11/0.11KV
90HAN01 | 2025-02-09 | PEDM | 33/11 |  | 1x3.5 | Hermon | 90HAN01 | Urban | 3.1 | 11kV | BARE CONDUCTOR | September, 2007 | KHZAWZAWL | Yes | Yes | X1396107 | 4 | 450 | KHAWZAWL | 8731889015 | 9774308323 | SGIL | 37 | 2025-02-09 17:42 | OK |  | KHAWZAWL | KHAWZAWL | 23.508889 | 93.191948 | CHAMPHAI POWER CIRCLE | Khawzawl Power Division | KZPD01 | Khawzawl Power SD | 901 | Khawzawl | HAN | 0 | 625 | 0 | 0 | 5 | NA | NA | NA | NA |  | N/A | N/A | N/A | N/A | N/A | N/A | N/A | N/A | N/A | N/A | N/A | N/A | N/A | N/A | N/A
90HAN02 | 2025-02-09 | PEDM | 33/11 |  | 1x3.5 | Vengthar | 90HAN02 | Urban | 7.9 | 11kV | BARE CONDUCTOR | September, 2007 | KHZAWZAWL | Yes | Yes | MIZ00990 | 6 | 755 | KHAWZAWL | 8731889015 | 9774308323 | SGIL | 37 | 2025-02-09 17:45 | OK |  | KHAWZAWL | KHAWZAWL | 23.508889 | 93.191948 | CHAMPHAI POWER CIRCLE | Khawzawl Power Division | KZPD01 | Khawzawl Power SD | 901 | Khawzawl | HAN | 0 | 1051 | 0 | 0 | 8 | NA | NA | NA | NA |  | N/A | N/A | N/A | N/A | N/A | N/A | N/A | N/A | N/A | N/A | N/A | N/A | N/A | N/A | N/A
90HAN03 | 2025-02-09 | PEDM | 33/11 |  | 1x3.5 | Zuchhip | 90HAN03 | Urban | 10.1 | 11kV | BARE CONDUCTOR | September, 2007 | KHZAWZAWL | No | No |  | 9 | 939 | KHAWZAWL | 8731889015 | 9774308323 | SGIL | 37 | 2025-02-09 17:57 | OK |  | KHAWZAWL | KHAWZAWL | 23.508889 | 93.191948 | CHAMPHAI POWER CIRCLE | Khawzawl Power Division | KZPD01 | Khawzawl Power SD | 901 | Khawzawl | HAN | 0 | 1057 | 0 | 0 | 12 | NA | NA | NA | NA |  | N/A | N/A | N/A | N/A | N/A | N/A | N/A | N/A | N/A | N/A | N/A | N/A | N/A | N/A | N/A
90HAN04 | 2025-02-09 | PEDM | 33/11 |  | 1x3.5 | 2nd IR Police | 90HAN04 | Urban | 7.01 | 11kV | BARE CONDUCTOR | September, 2007 | KHZAWZAWL | Yes | Yes | MIZ01091 | 6 | 489 | KHAWZAWL | 8731889015 | 9774308323 | SGIL | 37 | 2025-02-09 18:01 | OK |  | KHAWZAWL | KHAWZAWL | 23.508889 | 93.191948 | CHAMPHAI POWER CIRCLE | Khawzawl Power Division | KZPD01 | Khawzawl Power SD | 901 | Khawzawl | HAN | 0 | 416 | 0 | 0 | 5 | NA | NA | NA | NA |  | N/A | N/A | N/A | N/A | N/A | N/A | N/A | N/A | N/A | N/A | N/A | N/A | N/A | N/A | N/A
90HAN05 | 2025-02-09 | PEDM | 33/11 |  | 1x3.5 | hmuncheng | 90HAN05 | Rural | 17 | 11kV | BARE CONDUCTOR | September, 2007 | KHZAWZAWL | Yes | Yes | MIZ01092 | 4 | 63 | KHAWZAWL | 8731889015 | 9774308323 | SGIL | 37 | 2025-02-09 18:09 | OK |  | KHAWZAWL | KHAWZAWL | 23.508889 | 93.191948 | CHAMPHAI POWER CIRCLE | Khawzawl Power Division | KZPD01 | Khawzawl Power SD | 901 | Khawzawl | HAN | 271 | 0 | 0 | 0 | 5 | NA | NA | NA | NA |  | N/A | N/A | N/A | N/A | N/A | N/A | N/A | N/A | N/A | N/A | N/A | N/A | N/A | N/A | N/A
90HAN06 | 2025-02-09 | PEDM | 33/11 |  | 1x3.5 | Tuisenphai | 90HAN06 | Rural | 3 | 11kV | BARE CONDUCTOR | September, 2007 | KHZAWZAWL | Yes | Yes | MIZ00990 | 1 | 25 | KHAWZAWL | 8731889015 | 9774308323 | SGIL | 37 | 2025-02-09 18:13 | OK |  | KHAWZAWL | KHAWZAWL | 23.508889 | 93.191948 | CHAMPHAI POWER CIRCLE | Khawzawl Power Division | KZPD01 | Khawzawl Power SD | 901 | Khawzawl | HAN | 0 | 0 | 0 | 0 | 0 | NA | NA | NA | NA |  | N/A | N/A | N/A | N/A | N/A | N/A | N/A | N/A | N/A | N/A | N/A | N/A | N/A | N/A | N/A
90HAN07 | 2025-02-09 | PEDM | 33/11 |  | 1x3.5 | PHE | 90HAN07 | Rural | 15.3 | 33kV | BARE CONDUCTOR | September, 2007 | KHZAWZAWL | Yes | Yes | IEM10003086A | 1 | 1000 | KHAWZAWL | 8731889015 | 9774308323 | SGIL | 37 | 2025-02-09 18:19 | OK |  | KHAWZAWL | KHAWZAWL | 23.508889 | 93.191948 | CHAMPHAI POWER CIRCLE | Khawzawl Power Division | KZPD01 | Khawzawl Power SD | 901 | Khawzawl | HAN | 0 | 0 | 0 | 0 | 0 | NA | NA | NA | NA |  | N/A | N/A | N/A | N/A | N/A | N/A | N/A | N/A | N/A | N/A | N/A | N/A | N/A | N/A | N/A
90HAN20 | 2025-02-09 | PEDM | 33/11 |  | 1x3.5 | Incoming | 90HAN20 | Urban | N/A | 33kV | BARE CONDUCTOR | September, 2007 | KHZAWZAWL | Yes | Yes | MIZ000959 | 0 | 0 | KHAWZAWL | 8731889015 | 9774308323 | SGIL | 37 | 2025-02-09 17:36 | ok |  | KHAWZAWL | KHAWZAWL | 23.508889 | 93.191948 | CHAMPHAI POWER CIRCLE | Khawzawl Power Division | KZPD01 | Khawzawl Power SD | 901 | Khawzawl | HAN | 0 | 0 | 0 | 0 | 0 | NA | NA | NA | NA |  | N/A | N/A | N/A | N/A | N/A | N/A | N/A | N/A | N/A | N/A | N/A | N/A | N/A | N/A | N/A
90HAT01 | 2025-02-09 | PEDM | 33/11 |  | 1x2.5 | Khawhai | 90HAT01 | URBAN | 4.33 | 11kV | BARE CONDUCTOR | April, 2016 | KHAWZAWL | Yes | Yes | 13080589 | 8 | 613 | KHAWZAWL | 8731889015 | 9774308323 | SGIL | 37 | 2025-02-09 18:43 | OK |  | KHAWZAWL | KHAWZAWL | 23.370988 | 93.126486 | CHAMPHAI POWER CIRCLE | Khawzawl Power Division | KZPD01 | Khawzawl Power SD | 901 | Khawhai | HAT | 777 | 0 | 0 | 0 | 4 | NA | NA | NA | NA |  | N/A | N/A | N/A | N/A | N/A | N/A | N/A | N/A | N/A | N/A | N/A | N/A | N/A | N/A | N/A
90HAT02 | 2025-02-09 | PEDM | 33/11 |  | 1x2.5 | Chalrang | 90HAT02 | Rural | 4.512 | 11kV | BARE CONDUCTOR | April, 2016 | KHAWZAWL | Yes | Yes | 13084688 | 14 | 614 | KHAWZAWL | 8731889015 | 9774308323 | SGIL | 37 | 2025-02-09 18:49 | OK |  | KHAWZAWL | KHAWZAWL | 23.370988 | 93.126486 | CHAMPHAI POWER CIRCLE | Khawzawl Power Division | KZPD01 | Khawzawl Power SD | 901 | Khawhai | HAT | 968 | 0 | 0 | 0 | 15 | NA | NA | NA | NA |  | N/A | N/A | N/A | N/A | N/A | N/A | N/A | N/A | N/A | N/A | N/A | N/A | N/A | N/A | N/A
90HAT03 | 2025-02-09 | PEDM | 33/11 |  | 1x2.5 | Lungtan | 90HAT03 | Rural | 4.695 | 11kV | BARE CONDUCTOR | April, 2016 | KHAWZAWL | Yes | Yes | 13084683 | 2 | 88 | KHAWZAWL | 8731889015 | 9774308323 | SGIL | 37 | 2025-02-09 18:52 | OK |  | KHAWZAWL | KHAWZAWL | 23.370988 | 93.126486 | CHAMPHAI POWER CIRCLE | Khawzawl Power Division | KZPD01 | Khawzawl Power SD | 901 | Khawhai | HAT | 135 | 0 | 0 | 0 | 4 | NA | NA | NA | NA |  | N/A | N/A | N/A | N/A | N/A | N/A | N/A | N/A | N/A | N/A | N/A | N/A | N/A | N/A | N/A
90HAW01 | 2025-02-09 | PEDM | 33/11 |  | 1x2.5 | Sialhawk | 90HAW01 | Rural | 2.5 | 11kV | BARE CONDUCTOR | March, 2015 | KHAWZAWL | No | Yes | 12067298 | 3 | 300 | KHAWZAWL | 8731889015 | 9774308323 | SGIL | 37 | 2025-02-09 16:24 | OK |  | KHAWZAWL | KHAWZAWL | 23.28627 | 93.097059 | CHAMPHAI POWER CIRCLE | Khawzawl Power Division | KZPD01 | Khawzawl Power SD | 901 | Sialhawk | HAW | 532 | 0 | 0 | 0 | 2 | NA | NA | NA | NA |  | N/A | N/A | N/A | N/A | N/A | N/A | N/A | N/A | N/A | N/A | N/A | N/A | N/A | N/A | N/A
90HAW02 | 2025-02-09 | PEDM | 33/11 |  | 1x2.5 | Biate | 90HAW02 | URBAN | 10.4 | 11kV | BARE CONDUCTOR | March, 2015 | KHAWZAWL | Yes | Yes | 12067316 | 5 | 1050 | KHAWZAWL | 8731889015 | 9774308323 | SGIL | 37 | 2025-02-09 16:31 | OK |  | KHAWZAWL | KHAWZAWL | 23.28627 | 93.097059 | CHAMPHAI POWER CIRCLE | Khawzawl Power Division | KZPD01 | Khawzawl Power SD | 901 | Sialhawk | HAW | 637 | 0 | 1 | 0 | 4 | NA | NA | NA | NA |  | N/A | N/A | N/A | N/A | N/A | N/A | N/A | N/A | N/A | N/A | N/A | N/A | N/A | N/A | N/A
90HAW03 | 2025-02-09 | PEDM | 33/11 |  | 1x2.5 | Tlangpui&Tlangmawi | 90HAW03 | Rural | 11.27 | 11kV | BARE CONDUCTOR | March, 2015 | KHAWZAWL | Yes | Yes | 12067298 | 4 | 175 | KHAWZAWL | 8731889015 | 9774308323 | SGIL | 37 | 2025-02-09 16:44 | OK |  | KHAWZAWL | KHAWZAWL | 23.28627 | 93.097059 | CHAMPHAI POWER CIRCLE | Khawzawl Power Division | KZPD01 | Khawzawl Power SD | 901 | Sialhawk | HAW | 233 | 0 | 0 | 0 | 4 | NA | NA | NA | NA |  | N/A | N/A | N/A | N/A | N/A | N/A | N/A | N/A | N/A | N/A | N/A | N/A | N/A | N/A | N/A
90HBP01 |  | PEDM | 33/11 | 2.5 | N/A | HLIAPPUI | 90HBP01 | Rural | 50 | 11kV | BARE CONDUCTOR | N/A | KHAWZAWL | NO | N/A |  | 4 | 426 | KHAWZAWL | 8.73192e+009 | 9.77431e+009 | SGIL | 37 | 2025-02-19 13:22 |  | N/A | KHAWZAWL | NGOPA | 23.6291 | 93.0797 | CHAMPHAI POWER CIRCLE | Khawzawl Power Division | KZPD01 | Ngopa Power SD | 902 | KAWLKULH | HBP | 0 | 253 | 0 | 0 | 0 |  | N/A: N/A; N/A: N/A; Yes: N/A | ARERA | 100A | EPOXY CAST | 100-50/5A
90HBP02 |  | PEDM | 33/11 | 2.5 | N/A | KAWLKULH | 90HBP02 | Rural | 35.85 | 11kV | BARE CONDUCTOR | N/A | KHAWZAWL | NO | N/A |  | 9 | 638 | KHAWZAWL | 8.73192e+009 | 9.77431e+009 | SGIL | 37 | 2025-02-19 13:22 |  | N/A | KHAWZAWL | KHAWZAWL | 23.6291 | 93.0797 | CHAMPHAI POWER CIRCLE | Khawzawl Power Division | KZPD01 | Ngopa Power SD | 902 | KAWLKULH | HBP | 0 | 753 | 0 | 0 | 0 |  | N/A: N/A; N/A: N/A; Yes: N/A | ARERA | 100A | EPOXY CAST | 100-50/5A
90HBP03 |  | PEDM | 33/11 | 2.5 | N/A | PUILO | 90HBP03 | Rural | 100.35 | 11kV | BARE CONDUCTOR | N/A | KHAWZAWL | NO | N/A |  | 4 | 438 | KHAWZAWL | 8.73192e+009 | 9.77431e+009 | SGIL | 37 | 2025-02-19 13:22 |  | N/A | KHAWZAWL | KHAWZAWL | 23.6291 | 93.0797 | CHAMPHAI POWER CIRCLE | Khawzawl Power Division | KZPD01 | Ngopa Power SD | 902 | KAWLKULH | HBP | 0 | 296 | 0 | 0 | 0 |  | N/A: N/A; N/A: N/A; Yes: N/A | ARERA | 100A | EPOXY CAST | 100-50/5A
90HBP20 |  | PEDM | 33/11 | 2.5 | N/A | INCOMING | 90HBP20 | Rural | N/A | 33kV | BARE CONDUCTOR | N/A | KHAWZAWL | NO | N/A |  | 0 | 2000 | KHAWZAWL | 8.73192e+009 | 9.77431e+009 | SGIL | 37 | 2025-02-19 13:22 |  | N/A | KHAWZAWL | KHAWZAWL | 23.6291 | 93.0797 | CHAMPHAI POWER CIRCLE | Khawzawl Power Division | KZPD01 | Ngopa Power SD | 902 | KAWLKULH | HBP | 0 | 0 | 0 | 0 | 0 |  | N/A: N/A; N/A: N/A; Yes: N/A |  |  |  |  | ARENA |  | PT-005 | 11KV/110V
90HBR01 |  | PEDM | 33/11 | 1.6 | 1x1.6 | RABUNG | 90HBR01 | Rural | 1.45 | 11kV | BARE CONDUCTOR | 9 May, 2018 | KHAWZAWL | NO | YES | 16046409 | 2 | 163 | KHAWZAWL | 8.73189e+009 | 9.77431e+009 | SGIL | 37 | 2025-02-19 13:22 |  | N/A | KHAWZAWL | KHAWZAWL | 23.6829 | 93.2026 | CHAMPHAI POWER CIRCLE | Khawzawl Power Division | KZPD01 | Khawzawl Power SD | 901 | RABUNG | HBR | 0 | 368 | 0 | 0 | 2 | L&T |  | THREE PHASE FOUR WIRE | YES | YES | N/A | N/A | N/A |  | ABB |  | ZN1 | 200-100/5A
90HBR02 |  | PEDM | 33/11 | 1.6 | 1x1.6 | AIDUZAWL | 90HBR02 | Rural | 17 | 11kV | BARE CONDUCTOR | 9 May, 2018 | KHAWZAWL | NO | YES | 16046236 | 6 | 226 | KHAWZAWL | 8.73189e+009 | 9.77431e+009 | SGIL | 37 | 2025-02-19 13:22 |  | N/A | KHAWZAWL | KHAWZAWL | 23.6825 | 93.1982 | CHAMPHAI POWER CIRCLE | Khawzawl Power Division | KZPD01 | Khawzawl Power SD | 901 | RABUNG | HBR | 0 | 219 | 0 | 0 | 2 | L&T |  | THREE PHASE FOUR WIRE | YES | YES | N/A | N/A | N/A |  | ABB |  | ZN1 | 200-100/5A
90HBR03 |  | PEDM | 33/11 | 1.6 | 1x1.6 | KHUALEN | 90HBR03 | Rural | 33 | 11kV | BARE CONDUCTOR | 9 May, 2018 | KHAWZAWL | NO | YES | 16046332 | 6 | 188 | KHAWZAWL | 8.73189e+009 | 9.77431e+009 | SGIL | 37 | 2025-02-19 13:22 |  | N/A | KHAWZAWL | KHAWZAWL | 23.6823 | 93.2027 | CHAMPHAI POWER CIRCLE | Khawzawl Power Division | KZPD01 | Khawzawl Power SD | 901 | RABUNG | HBR | 0 | 375 | 0 | 0 | 2 | L&T |  | THREE PHASE FOUR WIRE | YES | YES | N/A | N/A | N/A |  | ABB |  | ZN1 | 200-100/5A
90HBR20 |  | PEDM | 33/11 | 1.6 | 1x1.6 | INCOMING | 90HBR20 | Rural | N/A | 33kV | BARE CONDUCTOR | 9 May, 2018 | KHAWZAWL | NO | YES | 16046244 | 0 | 0 | KHAWZAWL | 8.73189e+009 | 9.77431e+009 | SGIL | 37 | 2025-02-19 13:22 |  | N/A | KHAWZAWL | KHAWZAWL | 23.6829 | 93.2026 | CHAMPHAI POWER CIRCLE | Khawzawl Power Division | KZPD01 | Khawzawl Power SD | 901 | RABUNG | HBR | 0 | 0 | 0 | 0 | 0 | L&T |  | THREE PHASE FOUR WIRE | YES | YES | N/A | N/A | N/A | [5 empty] | ABB |  |  | 11KV/110V
90HBU01 |  | PEDM | 33/11 | 1.6 | 1x1.6 | KAWLBEM | 90HBU01 | Rural | N/A | 11kV | BARE CONDUCTOR | N/A | KHAWZAWL | NO | YES |  | 4 | 163 | NGOPA | 8.73192e+009 | 9.77431e+009 | SGIL | 37 | 2025-02-19 13:22 |  | N/A | CHAMPHAI | NGOPA | 23.8719 | 93.3068 | CHAMPHAI POWER CIRCLE | Khawzawl Power Division | KZPD01 | Ngopa Power SD | 902 | KAWLBEM | HBU | 0 | 242 | 0 | 0 | 0 | SECURE | 10A | THREE PHASE FOUR WIRE | YES | YES | N/A | N/A | N/A |  | ELECTRIC CONTROL SYSTEMS | 50A | WOUND | 50-100/5+5A
90HBU02 |  | PEDM | 33/11 | 1.6 | 1x1.6 | MIMBUNG | 90HBU02 | Rural | 16 | 11kV | BARE CONDUCTOR | N/A | KHAWZAWL | NO | NO |  | 5 | 488 | NGOPA | 8.73192e+009 | 9.77431e+009 | SGIL | 37 | 2025-02-19 13:22 |  | N/A | CHAMPHAI | NGOPA | 23.8719 | 93.3068 | CHAMPHAI POWER CIRCLE | Khawzawl Power Division | KZPD01 | Ngopa Power SD | 902 | KAWLBEM | HBU | 0 | 397 | 0 | 0 | 0 |  | N/A: N/A; N/A: N/A; Yes: N/A | ELECTRIC CONTROL SYSTEMS | 50A | WOUND | 50-100/5+5A
90HBU20 |  | PEDM | 33/11 | 1.6 | 1x1.6 | INCOMING | 90HBU20 | Rural | N/A | 33kV | BARE CONDUCTOR | N/A | KHAWZAWL | NO | YES |  | 0 | 1600 | NGOPA | 8.73192e+009 | 9.77431e+009 | SGIL | 37 | 2025-02-19 13:22 |  | N/A | CHAMPHAI | NGOPA | 23.8719 | 93.3068 | CHAMPHAI POWER CIRCLE | Khawzawl Power Division | KZPD01 | Ngopa Power SD | 902 | KAWLBEM | HBU | 0 | 0 | 0 | 0 | 0 | SECURE | 10A | THREE PHASE FOUR WIRE | YES | YES | N/A | N/A | N/A | [5 empty] | ELECTRIC CONTROL SYSTEM |  | PHASE TO EARTH | 11KV/v3-110/v3
90HBV01 |  | PEDM | 33/11 | N/A | N/A | KAWLBEM | 90HBV01 | Rural | N/A | 33kV | BARE CONDUCTOR | N/A | KHAWZAWL | NO | N/A |  | 0 | 0 | NGOPA | 9.61261e+009 | 9.77431e+009 | SGIL | 37 | 2025-02-19 13:22 |  | N/A | CHAMPHAI | NGOPA | 23.6054 | 93.1178 | CHAMPHAI POWER CIRCLE | Khawzawl Power Division | KZPD01 | Ngopa Power SD | 902 | VANKAL | HBV | 0 | 0 | 0 | 0 | 0 |  | N/A: N/A; N/A: N/A; Yes: N/A | SCHNEIDER ELECTRIC | 200 A | GWP-6 | 200-100-50/5-5A | [5 empty] | NO | NO
90HBV02 |  | PEDM | 33/11 | N/A | N/A | VANKAL | 90HBV02 | Rural | 18.98 | 11kV | BARE CONDUCTOR | N/A | ZUANGTUI | NO | N/A |  | 0 | 0 | THINGSULTHLIAH | 9.61261e+009 | 9.77431e+009 | SGIL | 37 | 2025-02-19 13:22 |  | N/A | CHAMPHAI | NGOPA | 23.6054 | 93.1178 | CHAMPHAI POWER CIRCLE | Khawzawl Power Division | KZPD01 | Ngopa Power SD | 902 | VANKAL | HBV | 0 | 0 | 0 | 0 | 0 |  | N/A: N/A; N/A: N/A; Yes: N/A | SCHNEIDER ELECTRIC | 200 A | GWP-6 | 200-100-50/5-5A | [5 empty] | NO | NO
91HAT20 | 2025-02-09 | PEDM | 33/11 |  | 1x2.5 | Incoming | 91HAT20 | Rural | N/A | 33kV | BARE CONDUCTOR | April, 2016 | KHAWZAWL | Yes | Yes | 13084685 | 0 | 0 | KHAWZAWL | 8731889015 | 9774308323 | SGIL | 37 | 2025-02-09 18:36 | OK |  | KHAWZAWL | KHAWZAWL | 23.370988 | 93.126486 | CHAMPHAI POWER CIRCLE | Khawzawl Power Division | KZPD01 | Khawzawl Power SD | 901 | Khawhai | HAT | 0 | 0 | 0 | 0 | 0 | NA | NA | NA | NA |  | N/A | N/A | N/A | N/A | N/A | N/A | N/A | N/A | N/A | N/A | N/A | N/A | N/A | N/A | N/A
91Haw20 | 2025-02-09 | PEDM | 33/11 |  | 1x2.5 | Incoming | 91HAW20 | Rural | N/A | 33kV | BARE CONDUCTOR | March, 2015 | KHAWZAWL | Yes | Yes | 13062708 | 0 | 0 | KHAWZAWL | 8731889015 | 9774308323 | SGIL | 37 | 2025-02-09 16:09 | ok |  | KHAWZAWL | KHAWZAWL | 23.28627 | 93.097059 | CHAMPHAI POWER CIRCLE | Khawzawl Power Division | KZPD01 | Khawzawl Power SD | 901 | Sialhawk | HAW | 0 | 0 | 0 | 0 | 0 | NA | NA | NA | NA |  | N/A | N/A | N/A | N/A | N/A | N/A | N/A | N/A | N/A | N/A | N/A | N/A | N/A | N/A | N/A